## INPUT
INPUT |  |  |  |  | STEEL COSTS
| EST. NUMBER |  | E95054 |  |  | DEAD LOAD uf | 19.019 | psf |  |  |  | 38
| PROJECT |  | HUSKY |  |  | LIVE LOAD uf | 25.08 | psf |  |  |  | TORONTO
| LOCATION |  |  |  |  | BUILDING AREA | 911044 | ft2 |  |  |  | TORONTO
| ROOF PLY | [10 empty] | SIDING
| BEAM BAYS |  | 24 |  |  | STRUCTURAL | 1597.7446 | T | 3.5075 | PSF |  | WF
| SPAN |  | 35 | ft |  | OWSJ | 962.9204 | T | 2.1139 | PSF | 1 | PRECAST | 2
[11 empty] | 2 | SIDING
| OWSJ BAYS |  | 24
4PLY
| SPAN |  | 45 | ft |  | TOTAL | 2560.665 | T | 5.6214 | PSF
[11 empty] | 1 | 1PLY | 2
| CLEAR HGHT |  | 41 | ft |  | PRICE / TON $ | 1800 |  |  |  | 2 | 4PLY
| WALL TYPE |  |  |  |  | TOTAL VALUE $ | 4609196.9858
|  | ESTIMATOR | DANIEL WERBOWY
PRINT SUMMARY
PRINT ALL PAGES

## SUMMARY
STEEL BUILDING ESTIMATOR
WRW ~ CORNEE ENGINEERING SOLUTIONS
|  |  | 905-279-5455 |  | TORONTO |  | CANADA
SUMMARY | [7 empty] | DATE
2026-07-31 07:25
ESTIMATE NO |  | : | E95054
PROJECT |  | : | HUSKY
LOCATION |  | : | TORONTO
ESTIMATOR |  | : | DANIEL WERBOWY
BEAM SPAN | ft | : | 35 |  | BEAM BAYS | : | 24
OWSJ SPAN | ft | : | 45 |  | OWSJ BAYS | : | 24
CLEAR HEIGHT | ft | : | 41
BLD HGHT | ft | : | 44
ROOF TYPE |  | : | 4PLY
WALL TYPE |  | : | SIDING
DEAD LOAD psf |  | : | 19.019
LIVE LOAD psf |  | : | 25.08
TOTAL AREA |  | : | 911044 |  | ft 2
TOTAL WGHT |  |  | 2560.665 | tons
|  |  | 5.6214 | psf

## ESTIMATE
STEEL BUILDING ESTIMATOR | [5 empty] | STEEL ESTIMATE SHEET |  |  |  |  | PAGE | 2 | of | 8
EST NUMBER : | E95054
PROJECT : | HUSKY | [5 empty] | TOTAL AREA : |  | 911044 | ft 2
LOCATION : | TORONTO
DESCRIPTION | NO. |  | SECTION |  |  |  | LENGTH |  | TOT WGHT |  | TOTAL |  |  | UNIT
[6 empty] | plf | ft | in | lbs |  | lbs |  |  | psf
BEAMS
INT DBL CANT | 230 | W | 18 |  | X | 45 | 47 | 0 | 486450
EXT DBL CANT | 23 | W | 21 |  | X | 48 | 47 | 0 | 51888
SINGLE CANT | 23 | W | 21 |  | X | 55 | 41 | 0 | 51865
INT. DROP IN | 253 | W | 16 |  | X | 36 | 23 | 0 | 209484
EXT. DROP IN | 23 | W | 18 |  | X | 45 | 29 | 0 | 30015
END WALL | 96 | W | 8X |  | X | 18 | 17.5 | 0 | 30240
SIDE WALL | 96 | W | 8 |  | X | 14 | 22.5 | 0 | 30240
ALLOWANCE FOR MECH PT LOADS | [8 empty] | 500
ALLOWANCE FOR MECH SPU | [8 empty] | 500
[11 empty] | 891182 |  |  | 0.9782
COLUMNS
INTERIOR | 529 | HSS | 10 | x | 0.5 | 62.5 | 45 | 0 | 1487812.5
END WALL | 98 | WF | 12 | X |  | 65 | 45 | 0 | 286650
SIDE WALL | 46 | WF | 12 | X |  | 65 | 45 | 0 | 134550
SIDE WALL WC | 48 | WF | 12 | X |  | 65 | 45 | 0 | 140400
721
BASE PLATES
INTERIOR | 529 | PL | 11 | X | 1 | 37.4 | 0 | 17 | 28028.1833
END WALL | 98 | PL | 13 | X | 0.75 | 33.15 | 0 | 19 | 5143.775
SIDE WALL | 46 | PL | 13 | X | 0.75 | 33.15 | 0 | 19 | 2414.425
SIDE WALL WC | 48 | PL | 13 | X | 0.75 | 33.15 | 0 | 19 | 2519.4
ANCHOR BLTS | 1482 |  | 0.75 |  | DIA | 1.5013 | 2 | 0 | 4449.8903
[11 empty] | 2091968.1736 |  |  | 2.2962
OWSJ | 3432 |  | 30 | " | X | 11.5 | 45 | 0 | 1776060
BRIDGING | 1 | L | 1/2X1/2X1/8 X |  |  | 1.23 | 120960 | 0 | 148780.8
MECH ALLOWANCE ON OWSJ | [8 empty] | 500
SPU ALLOWANCE ON OWSJ | [8 empty] | 500
[11 empty] | 1925840.8 |  |  | 2.1139
BRACING
END WALL | 20 | L | 4X4X.25 |  | X | 6.6 | 56.2228 | 0 | 7421.4058
SIDE WALL | 20 | L | 6X4X.3125 |  | X | 10.3 | 62.9365 | 0 | 12964.914
ROOF ANGLE | 1 | L | 3X3X.25 |  | X | 4.9 | 3848 | 0 | 18855.2
BASE ANGLE | 1 | L | 3X3X.25 |  | X | 4.9 | 3848 | 0 | 18855.2
GIRTS
END WALL | 480 | LC | 8 |  | X | 4.52 | 17.5 | 0 | 37968
SIDE WALL | 480 | LC | 10 |  | X | 5.74 | 22.5 | 0 | 61992
SAG RODS | 480 |  | 0.5 | DIA |  | 0.66725 | 7.3333 | 0 | 2348.72
MECHANICAL
UNITS | 16 | C | 6 |  | X | 8.2 | 5.8333 | 0 | 765.3333
FANS | 12 | L | 5X3X.25 |  | X | 6.6 | 5.8333 | 0 | 462
DOORS
M/D 3 X 6 | 0 | C | 8 |  | X | 11.5 | 15 | 0 | 0
O/H 8 X 8 | 0 | C | 8 |  | X | 11.5 | 24 | 0 | 0
O/H 12 X 14 | 0 | C | 10 |  | X | 15.3 | 40 | 0 | 0
5070623.7468
MISC ALLOWANCE | [8 empty] | 50706.2375
2.5 % of total
[7 empty] | TOTAL |  | 5121329.9842 |  |  |  |  | 5.6214
[9 empty] | 2560.665 |  | tons

## STATISTICS
STEEL BUILDING ESTIMATOR |  |  |  |  | INPUT SUMMARY |  |  |  | PAGE | 3 | of | 8
ESTIMATE NUMBER | : | E95054
PROJECT | : | HUSKY
LOCATION | : | TORONTO
BUILDING PARAMETERS
GIRDER SPAN |  |  | 35 | ft | BEAM BAYS | 24 |  | even
OWSJ SPAN |  |  | 45 | ft | OWSJ BAYS | 24
CLEAR HEIGHT |  |  | 41 | ft
BLDG HGHT |  |  | 44 | ft
CANT LGTH |  |  | 6 | ft
GIRT LINE |  |  | 1 | ft
WALL CONSTRUCTION |  |  | GIRTS |  | INTEROR COLM |  | = | HSS
ROOF CONSTRUCTION |  |  | 4PLY |  | EXTERIOR COLM |  | = | WF
TOTAL QUANTITIES
SINGLE CANTILEVERS |  |  | 23
EXT DOUBLE CANTILEVERS |  |  | 23
INT DOUBLE CANTILEVERS |  |  | 230
INT DROP IN |  |  | 253
EXT DROP IN |  |  | 23
END WALL INTERMED. COLS |  |  | 1
SIDE WALL INTERMED. COLS |  |  | 1
NO END WALL BRCING |  |  | 5
NO SIDE WALL BRCING |  |  | 5
NO MECH UNITS |  |  | 4
NO FAN UNITS |  |  | 3
NO M/D DOORS ( 3 ft X 6ft ) |  |  | 0
NO O/H DOORS ( 8 ft X 8 ft) |  |  | 0
NO O/H DOORS ( 12 ft X 14 ft) |  |  | 0

## LOADS
STEEL BUILDING ESTIMATOR |  |  |  |  | BUILDING LOADS | [6 empty] | PAGE | 4 | of | 8
EST NUMBER | : | E95054
PROJECT | : | HUSKY
LOCATION | : | TORONTO
SNOW LOADS
Ss = |  | 0.8 | kpa | 16.72 | psf
Sr = |  | 0.4 | kpa | 8.36 | psf
WIND LOADS
1/30 = |  | 0.48 | kpa | 10.032 | psf
1/10 = |  | 0.39 | kpa | 8.151 | psf
DEAD LOAD |  |  |  | SERVICE | [5 empty] | FACTORED
4PLY |  |  |  | 0.29 | kpa | 6.061 | psf
INSULATION |  |  |  | 0.1 | kpa | 2.09 | psf
DECK |  |  |  | 0.1 | kpa | 2.09 | psf
MECH & ELEC |  |  |  | 0.14 | kpa | 2.926 | psf
OWSJ SW |  |  |  | 0.14 | kpa | 2.926 | psf
STEEL SW |  |  |  | 0.14 | kpa | 2.926 | psf
TOTAL |  |  |  | 0.91 | kpa | 19.019 | psf X | 1.25 | = | 1.1375 | kpa | 23.7737 | psf
LIVE LOAD |  |  |  | 1.2 | kpa | 25.08 | psf X | 1.5 | = | 1.8 | kpa | 37.62 | psf
(.8 X Ss + Sr )
TOTAL |  |  |  | 2.11 | kpa | 44.099 | psf |  |  | 2.9375 | kpa | 61.3937 | psf

## OWSJ
STEEL BUILDING ESTIMATOR |  |  |  |  | OPEN WEB STEEL JOISTS | PAGE | 5 | of | 8
EST NUMBER | : | E95054
PROJECT | : | HUSKY
LOCATION | : | TORONTO
QUANTITY |  |  | 3432
OWSJ SPACES |  |  | 6
SPACING |  |  | 5.8333 | ft
DEPTH |  |  | 30 | in
SPAN |  |  | 45 | ft
UDL |  |  | 239.7442 | plf
OWSJ SIZE |  | 30 | " X | 11.5 | plf
BRIDGING LINES |  |  | 3
LOOK UP TABLE
OWSJ Length |  | depth
45 |  | 30
20 |  | 14
21 |  | 14
22 |  | 14
23 |  | 16
24 |  | 16
25 |  | 16
26 |  | 18
27 |  | 18
28 |  | 18
29 |  | 20
30 |  | 20
31 |  | 20
32 |  | 22
33 |  | 22
34 |  | 22
35 |  | 24
36 |  | 24
37 |  | 24
38 |  | 26
39 |  | 26
40 |  | 26
41 |  | 28
42 |  | 28
43 |  | 28
44 |  | 30
45 |  | 30
46 |  | 30
47 |  | 32
48 |  | 32
49 |  | 32
50 |  | 34
51 |  | 34
52 |  | 34
53 |  | 34
54 |  | 36
55 |  | 36
56 |  | 36
57 |  | 38
58 |  | 38
59 |  | 38
60 |  | 40
61 |  | 40
62 |  | 40
63 |  | 40
64 |  | 44
65 |  | 44
68 |  | 44
69 |  | 44
70 |  | 44

## GIRTS
STEEL BUILDING ESTIMATOR |  |  |  |  | GIRT DESIGN |  | PAGE | 6 | of | 8
EST NUMBER | : | E95054
PROJECT | : | HUSKY
LOCATION | : | TORONTO
WALL TYPE : |  | GIRTS
q fact |  |  | 33.1056 | psf
BLDG HT |  |  | 44 | ft
NO OF GIRT SPACES |  |  | 6
NO OF GIRTS |  |  | 5
SPACING |  |  | 7.3333 | ft
UDL |  |  | 0.24277 | klf
END WALL |  |  | L = | 17.5 | ft
|  |  | Mf = | 9.2937 | ft-k | 11.88
SIZE : |  | LC | 8 | X | 4.52 | plf
SIDE WALL |  |  | L = | 22.5 | ft
|  |  | Mf = | 15.3631 | ft-k | 17.24
SIZE : |  | LC | 10 | X | 5.74 | plf
SAG RODS |  |  | 480
CMRM GIRT CAPACITIES
Mr |  |  | Depth | wt/ft
11.88 |  |  | 8 | 4.52
15.18 |  |  | 8 | 5.23
17.24 |  |  | 10 | 5.74
21.24 |  |  | 12 | 6.36
21.58 |  |  | 10 | 6.66
25.24 |  |  | 14 | 6.97
26.7 |  |  | 12 | 7.37
31.87 |  |  | 14 | 8.09

## COLUMNS
STEEL BUILDING ESTIMATOR | [5 empty] | COLUMN DESIGN |  |  | PAGE | 7 | of | 8
EST NUMBER | : | E95054
PROJECT | : | HUSKY
LOCATION | : | TORONTO
INTERIOR |  | TYPE | = | HSS
Lx ,Ly |  | 44 | ft
Cf |  | 106.3647 | kips
HSS |  | 10 | X | 0.5 | @ | 62.5 | plf
END WALL COLS |  | TYPE | = | WF
Lx ,Ly |  | 44 | ft |  |  | UDL 1/10= | 0.24249 | klf
Cf |  | 24.1738 | kips
Mf |  | 108.3381 | ft-kips
WF |  | 12 | X |  | @ | 65 | plf
SIDE WALL MAIN COLUMNS |  |  |  | TYPE | = | WF
Lx ,Ly |  | 44 | ft |  |  | UDL 1/10= | 0.31178 | klf
Cf |  | 48.3476 | kips
Mf |  | 139.2918 | ft-kips
WF |  | 12 | X |  | @ | 65 | plf
SIDE WALL WIND COLUMNS |  |  |  | TYPE | = | WF
Lx ,Ly |  | 44 | ft |  |  | UDL 1/10= | 0.31178 | klf
Cf |  | 8.0579 | kips
Mf |  | 139.2918 | ft-kips
WF |  | 12 | X |  | @ | 65 | plf

## SWLMCOLS
SIDE WALL MAIN COLUMNS
HSS DESIGN PROGRAM
|  | Cf = | 48.3476 | kips | K = | 1
|  | Mf = | 139.2918 | ft-k | w = | 1
|  | Lx = | 44 | feet
|  | UDL 1/10 = | 0.31178 | klf
|  | D allow = | 2.9333 | inches
| SIZE: | HSS | 10 | X | 10 | X | 0.5 | @ | 62.5 | plf
| __D__ | EQUATIONS | [17 empty] | -------
| D allow | (a) | (b) | SIZE | t | b/t | Mf | Lu | A | wt/ft | r | Mr ft-k | Ix | Co k | kL/r | alp | Cr/A | Cr k | Ce k | 1-Cf/Ce | (a) | (b) | (c) | (d) | (e)
[7 empty] | mod |  | in 2
| 12.9324 | 4.2537 | 402.4626 | 6 | 0.188 | 29.9149 | 1 | 25 | 4.28 | 14.6 | 2.36 | 34.8 | 23.9 | 192.6 | 223.7288 | 2.9756 | 5.1374 | 21.9882 | 24.4313 | 100 | 45 | 5.1374 | 5.1374 | 5.1374 | 5.1374
| 8.0074 | 3.594 | 339.4661 | 7 | 0.188 | 35.234 | 1 | 29.1667 | 5.04 | 17.1 | 2.77 | 41.2 | 38.6 | 226.8 | 190.6137 | 2.5352 | 6.9556 | 35.056 | 39.6341 | 100 | 45 | 6.9556 | 6.9556 | 6.9556 | 7.0775
| 10.2008 | 2.8469 | 314.0406 | 6 | 0.25 | 22 | 0.85 | 25 | 5.59 | 19 | 2.33 | 44.6 | 30.3 | 251.55 | 226.6094 | 3.0139 | 5.0076 | 27.9928 | 31.1031 | 100 | 45 | 5.0076 | 5.0076 | 5.0076 | 5.0076
| 6.2568 | 2.4133 | 49.4425 | 7 | 0.25 | 26 | 1 | 29.1667 | 6.59 | 22.4 | 2.74 | 61.9 | 49.4 | 296.55 | 192.7007 | 2.5629 | 6.8135 | 44.9008 | 50.7068 | 21.4933 | 45 | 6.8135 | 6.8135 | 6.8135 | 6.9251
| 8.5147 | 2.3489 | 259.39 | 6 | 0.3125 | 17.2 | 0.85 | 25 | 6.87 | 23.4 | 2.3 | 54 | 36.3 | 309.15 | 229.5652 | 3.0532 | 4.8795 | 33.5223 | 37.247 | 100 | 45 | 4.8795 | 4.8795 | 4.8795 | 4.8795
| 4.1156 | 1.8382 | 5.2575 | 8 | 0.25 | 30 | 1 | 33.3333 | 7.59 | 25.8 | 3.15 | 82.1 | 75.1 | 341.55 | 167.619 | 2.2293 | 8.8893 | 67.4698 | 77.1867 | 2.6765 | 45 | 8.8893 | 8.8893 | 8.8893 | 9.1526
| 7.4299 | 2.0123 | 222.357 | 6 | 0.375 | 14 | 0.85 | 25 | 8.08 | 27.5 | 2.27 | 63 | 41.6 | 363.6 | 232.5991 | 3.0936 | 4.7531 | 38.4048 | 42.672 | 100 | 45 | 4.7531 | 4.7531 | 4.7531 | 4.7531
| 5.1947 | 1.7026 | 9.7332 | 7 | 0.3125 | 20.4 | 0.85 | 29.1667 | 8.12 | 27.6 | 2.71 | 75.4 | 59.5 | 365.4 | 194.8339 | 2.5913 | 6.6729 | 54.1842 | 61.1187 | 4.7857 | 45 | 6.6729 | 6.6729 | 6.6729 | 6.7742
| 6.6613 | 1.7861 | 197.5917 | 6 | 0.4375 | 11.7143 | 0.85 | 25 | 9.25 | 31.5 | 2.24 | 70.9 | 46.4 | 416.25 | 235.7143 | 3.135 | 4.6283 | 42.8114 | 47.5683 | 100 | 45 | 4.6283 | 4.6283 | 4.6283 | 4.6283
| 3.3965 | 1.5076 | 3.4762 | 8 | 0.3125 | 23.6 | 1 | 33.3333 | 9.37 | 31.9 | 3.12 | 100 | 91 | 421.65 | 169.2308 | 2.2508 | 8.7276 | 81.7777 | 93.482 | 2.0712 | 45 | 8.7276 | 8.7276 | 8.7276 | 8.9791
| 2.0469 | 1.3447 | 2.1625 | 10 | 0.25 | 38 | 1 | 41.6667 | 9.59 | 32.6 | 3.96 | 113 | 151 | 431.55 | 133.3333 | 1.7733 | 13.7571 | 131.9306 | 154.1304 | 1.457 | 45 | 13.7571 | 13.7571 | 14.4648 | 14.4648
| 4.499 | 1.4561 | 5.801 | 7 | 0.375 | 16.6667 | 0.85 | 29.1667 | 9.58 | 32.6 | 2.68 | 88.1 | 68.7 | 431.1 | 197.0149 | 2.6203 | 6.5339 | 62.5951 | 70.5204 | 3.1805 | 45 | 6.5339 | 6.5339 | 6.5339 | 6.6251
| 6.1205 | 1.6212 | 26.0796 | 6 | 0.5 | 10 | 0.85 | 25 | 10.4 | 35.2 | 2.21 | 78 | 50.5 | 468 | 238.914 | 3.1776 | 4.5051 | 46.8533 | 52.0592 | 14.0261 | 45 | 4.5051 | 4.5051 | 4.5051 | 4.5051
| 4.0089 | 1.2852 | 4.2757 | 7 | 0.4375 | 14 | 0.85 | 29.1667 | 11 | 37.5 | 2.65 | 99.7 | 77.1 | 495 | 199.2453 | 2.65 | 6.3965 | 70.3613 | 79.1706 | 2.5686 | 45 | 6.3965 | 6.3965 | 6.3965 | 6.4776
| 2.9159 | 1.1087 | 2.6539 | 8 | 0.375 | 19.3333 | 0.85 | 33.3333 | 11.1 | 37.7 | 3.09 | 117 | 106 | 499.5 | 170.8738 | 2.2726 | 8.5675 | 95.0989 | 108.6224 | 1.8021 | 45 | 8.5675 | 8.5675 | 8.5675 | 8.8072
| 1.6798 | 0.96086 | 1.4703 | 10 | 0.3125 | 30 | 1 | 41.6667 | 11.9 | 40.4 | 3.93 | 160 | 184 | 535.5 | 134.3511 | 1.7869 | 13.5841 | 161.6507 | 188.3699 | 1.3453 | 45 | 13.5841 | 13.5841 | 14.2465 | 14.2465
| 3.6535 | 1.1533 | 3.4377 | 7 | 0.5 | 12 | 0.85 | 29.1667 | 12.4 | 42.1 | 2.62 | 111 | 84.6 | 558 | 201.5267 | 2.6803 | 6.2606 | 77.6312 | 87.2376 | 2.2432 | 45 | 6.2606 | 6.2606 | 6.2606 | 6.3318
| 2.5973 | 0.9675 | 2.1634 | 8 | 0.4375 | 16.2857 | 0.85 | 33.3333 | 12.8 | 43.4 | 3.06 | 134 | 119 | 576 | 172.549 | 2.2949 | 8.4089 | 107.6336 | 122.8379 | 1.649 | 45 | 8.4089 | 8.4089 | 8.4089 | 8.637
| 1.4376 | 0.81319 | 1.2001 | 10 | 0.375 | 24.6667 | 1 | 41.6667 | 14.1 | 47.9 | 3.9 | 189 | 215 | 634.5 | 135.3846 | 1.8006 | 13.4344 | 189.4249 | 219.8 | 1.282 | 45 | 13.4344 | 13.4344 | 13.4344 | 14.0298
| 2.3594 | 0.86923 | 1.8683 | 8 | 0.5 | 14 | 0.85 | 33.3333 | 14.4 | 48.9 | 3.02 | 149 | 131 | 648 | 174.8344 | 2.3253 | 8.1998 | 118.0774 | 134.6033 | 1.5605 | 45 | 8.1998 | 8.1998 | 8.1998 | 8.4127
| 1.2667 | 0.61405 | 1.0235 | 10 | 0.4375 | 20.8571 | 0.85 | 41.6667 | 16.3 | 55.4 | 3.87 | 216 | 244 | 733.5 | 136.4341 | 1.8146 | 13.234 | 215.7145 | 250.2009 | 1.2395 | 45 | 13.234 | 13.234 | 13.234 | 13.8148
| 1.1405 | 0.54764 | 0.8983 | 10 | 0.5 | 18 | 0.85 | 41.6667 | 18.4 | 62.5 | 3.84 | 242 | 271 | 828 | 137.5 | 1.8288 | 13.0352 | 239.8476 | 278.0736 | 1.2105 | 45 | 13.0352 | 13.0352 | 13.0352 | 13.6014
WF COLM DESIGN PROGRAM
| Cf = | 48.3476 |  | kips |  | K = | 1
| Mf = | 139.2918 |  | ft-k |  | w = | 1
| Lx,Ly = | 44 |  | feet
| UDL 1/10= | 0.31178 |  | klf
| D allow = | 2.9333 |  | inches
| W | 12 | X | 65
[23 empty] | 1 |  | Cr/A | EQUATIONS
| ___D____ | EQUATIONS | [20 empty] | -------
| D allow | (a) | (b) |  | SIZE |  | plf | Cls | Mfmod | Lu | A in2 | Ix in4 | rx | ry | Mr ft-k | Co k | kL/rx | kL/ry | alp | Cr/A | Cr k | Ce k | 1-Cf/Ce | (a) | (b) | (c) | (d) | (e)
| 10.6214 | 4.6149 | 439.5583 | W | 6 | X | 15 | 3 | 1 | 8.4 | 4.43 | 29.1 | 2.56 | 1.45 | 32.1 | 175.428 | 206.25 | 364.1379 | 4.4789 | 1.9394 | 8.5914 | 29.7552 | 100 | 39.6 | 1.9394 | 1.9394 | 1.9394 | 1.9394
| 3.7419 | 2.8254 | 12.7412 | W | 10 | X | 16 | 3 | 1 | 7.2 | 4.78 | 82.6 | 4.17 | 1.27 | 54.2 | 189.288 | 126.6187 | 415.748 | 5.1137 | 1.4877 | 7.1114 | 85.1882 | 2.3123 | 39.6 | 1.4877 | 1.4877 | 1.4877 | 1.4877
| 4.9933 | 2.3426 | 17.0318 | W | 8 | X | 18 | 1 | 0.85 | 6.7 | 5.26 | 61.9 | 3.43 | 1.23 | 56.1 | 208.296 | 153.9359 | 429.2683 | 5.28 | 1.3955 | 7.3404 | 63.424 | 4.2068 | 39.6 | 1.3955 | 1.3955 | 1.3955 | 1.3955
| 7.4658 | 2.6145 | 287.0296 | W | 6 | X | 20 | 1 | 0.85 | 8.7 | 5.87 | 41.4 | 2.66 | 1.51 | 49.2 | 232.452 | 198.4962 | 349.6689 | 4.3009 | 2.1032 | 12.3456 | 42.5678 | 100 | 39.6 | 2.1032 | 2.1032 | 2.1032 | 2.1032
| 4.1047 | 1.9575 | 10.8809 | W | 8 | X | 21 | 1 | 0.85 | 7 | 6.16 | 75.3 | 3.5 | 1.26 | 67.3 | 243.936 | 150.8571 | 419.0476 | 5.1543 | 1.4644 | 9.0208 | 77.3386 | 2.6677 | 39.6 | 1.4644 | 1.4644 | 1.4644 | 1.4644
| 3.7329 | 1.7181 | 7.0816 | W | 8 | X | 24 | 1 | 0.85 | 8.9 | 7.08 | 82.8 | 3.42 | 1.61 | 76.6 | 280.368 | 154.386 | 327.9503 | 4.0338 | 2.391 | 16.9281 | 84.8721 | 2.3237 | 39.6 | 2.391 | 2.391 | 2.391 | 2.391
| 5.7881 | 2.0637 | 21.9039 | W | 6 | X | 25 | 1 | 0.85 | 9.5 | 7.34 | 53.4 | 2.7 | 1.53 | 62.4 | 290.664 | 195.5556 | 345.098 | 4.2447 | 2.1593 | 15.849 | 54.8407 | 8.446 | 39.6 | 2.1593 | 2.1593 | 2.1593 | 2.1593
| 3.1539 | 1.4665 | 5.4061 | W | 8 | X | 28 | 1 | 0.85 | 9.3 | 8.25 | 98 | 3.45 | 1.62 | 89.8 | 326.7 | 153.0435 | 325.9259 | 4.0089 | 2.4208 | 19.9713 | 100.6402 | 1.9246 | 39.6 | 2.4208 | 2.4208 | 2.4208 | 2.4208
| 2.8099 | 1.5266 | 3.8648 | W | 8 | X | 31 | 2 | 1 | 11.3 | 9.13 | 110 | 3.47 | 2.02 | 100 | 361.548 | 152.1614 | 261.3861 | 3.215 | 3.7162 | 33.9293 | 112.6702 | 1.7516 | 39.6 | 3.7162 | 3.7162 | 3.7162 | 3.7638
| 1.8181 | 1.214 | 2.9483 | W | 10 | X | 33 | 2 | 1 | 10.5 | 9.71 | 170 | 4.18 | 1.94 | 128 | 384.516 | 126.3158 | 272.1649 | 3.3476 | 3.4554 | 33.5518 | 173.8806 | 1.3851 | 39.6 | 3.4554 | 3.4554 | 3.4554 | 3.4716
| 2.4337 | 1.1481 | 3.1798 | W | 8 | X | 35 | 1 | 0.85 | 11.7 | 10.3 | 127 | 3.51 | 2.03 | 115 | 407.88 | 150.4274 | 260.0985 | 3.1992 | 3.7496 | 38.6208 | 130.0561 | 1.5917 | 39.6 | 3.7496 | 3.7496 | 3.7496 | 3.8011
| 1.4789 | 0.87498 | 2.3415 | W | 10 | X | 39 | 1 | 0.85 | 11.1 | 11.5 | 209 | 4.26 | 1.98 | 154 | 455.4 | 123.9437 | 266.6667 | 3.28 | 3.5845 | 41.2218 | 213.8929 | 1.2921 | 39.6 | 3.5845 | 3.5845 | 3.5845 | 3.6162
| 2.117 | 1.0082 | 2.6546 | W | 8 | X | 40 | 1 | 0.85 | 12.3 | 11.7 | 146 | 3.53 | 2.05 | 131 | 463.32 | 149.5751 | 257.561 | 3.168 | 3.8168 | 44.6564 | 149.422 | 1.4783 | 39.6 | 3.8168 | 3.8168 | 3.8168 | 3.8764
| 0.99704 | 0.72661 | 2.0612 | W | 12 | X | 40 | 1 | 0.85 | 10.4 | 11.8 | 310 | 5.13 | 1.93 | 190 | 467.28 | 102.924 | 273.5751 | 3.365 | 3.4235 | 40.3976 | 318.2703 | 1.1791 | 39.6 | 3.4235 | 3.4235 | 3.4235 | 3.4359
| 1.2463 | 0.74593 | 1.9461 | W | 10 | X | 45 | 1 | 0.85 | 11.6 | 13.3 | 248 | 4.32 | 2 | 181 | 526.68 | 122.2222 | 264 | 3.2472 | 3.65 | 48.5456 | 254.3891 | 1.2346 | 39.6 | 3.65 | 3.65 | 3.65 | 3.6896
| 0.8831 | 0.64575 | 1.8025 | W | 12 | X | 45 | 1 | 0.85 | 10.7 | 13.2 | 350 | 5.15 | 1.95 | 214 | 522.72 | 102.5243 | 270.7692 | 3.3305 | 3.4874 | 46.034 | 358.8127 | 1.1557 | 39.6 | 3.4874 | 3.4874 | 3.4874 | 3.5074
| 1.1363 | 0.78474 | 1.4344 | W | 10 | X | 49 | 2 | 1 | 14.2 | 14.4 | 272 | 4.35 | 2.55 | 199 | 570.24 | 121.3793 | 207.0588 | 2.5468 | 5.7106 | 82.2331 | 279.2675 | 1.2094 | 39.6 | 5.7106 | 5.7106 | 5.7106 | 5.9979
| 0.78448 | 0.57844 | 1.5964 | W | 12 | X | 50 | 1 | 0.85 | 11 | 14.7 | 394 | 5.18 | 1.96 | 239 | 582.12 | 101.9305 | 269.3878 | 3.3135 | 3.5196 | 51.7384 | 404.2558 | 1.1358 | 39.6 | 3.5196 | 3.5196 | 3.5196 | 3.5435
| 0.72726 | 0.62025 | 1.1814 | W | 12 | X | 53 | 2 | 1 | 13.5 | 15.6 | 425 | 5.22 | 2.48 | 257 | 617.76 | 101.1494 | 212.9032 | 2.6187 | 5.4207 | 84.563 | 435.6573 | 1.1248 | 39.6 | 5.4207 | 5.4207 | 5.4207 | 5.6732
| 1.0201 | 0.61544 | 1.2857 | W | 10 | X | 54 | 1 | 0.85 | 14.6 | 15.8 | 303 | 4.38 | 2.55 | 220 | 625.68 | 120.5479 | 207.0588 | 2.5468 | 5.7106 | 90.228 | 310.6596 | 1.1843 | 39.6 | 5.7106 | 5.7106 | 5.7106 | 5.9979
| 1.3556 | 0.6724 | 1.6007 | W | 8 | X | 58 | 1 | 0.85 | 14.9 | 17.1 | 228 | 3.65 | 2.1 | 197 | 677.16 | 144.6575 | 251.4286 | 3.0926 | 3.9876 | 68.1887 | 233.4862 | 1.2611 | 39.6 | 3.9876 | 3.9876 | 3.9876 | 4.0678
| 0.6507 | 0.48725 | 1.0555 | W | 12 | X | 58 | 1 | 0.85 | 13.9 | 17 | 475 | 5.29 | 2.51 | 285 | 673.2 | 99.811 | 210.3586 | 2.5874 | 5.544 | 94.2475 | 487.573 | 1.1101 | 39.6 | 5.544 | 5.544 | 5.544 | 5.8112
| 0.9064 | 0.55066 | 1.1313 | W | 10 | X | 60 | 1 | 0.85 | 15.2 | 17.6 | 341 | 4.4 | 2.57 | 246 | 696.96 | 120 | 205.4475 | 2.527 | 5.7949 | 101.9911 | 349.2187 | 1.1607 | 39.6 | 5.7949 | 5.7949 | 5.7949 | 6.0924
* | 0.57989 | 0.54424 | 0.8488 | W | 12 | X | 65 | 3 | 1 | 17.5 | 19.1 | 533 | 5.28 | 3.02 | 290 | 756.36 | 100 | 174.8344 | 2.1505 | 7.8662 | 150.2452 | 545.7335 | 1.0972 | 39.6 | 7.8662 | 7.8662 | 7.8662 | 8.4127

## EWCOLS
END WALL COLUMNS
HSS DESIGN PROGRAM
|  | Cf = | 24.1738 | kips | K = | 1
|  | Mf = | 108.3381 | ft-k | w = | 1
|  | Lx = | 44 | feet
|  | UDL 1/10 = | 0.24249 | klf
|  | D allow = | 2.9333 | inches
| SIZE: | HSS | 10 | X | 10 | X | 0.5 | @ | 62.5 | plf
| __D__ | EQUATIONS | [17 empty] | -------
| Dallow | (a) | (b) | SIZE | t | b/t | Mf | Lu | A | wt/ft | r | Mr ft-k | Ix | Co k | kL/r | alp | Cr/A | Cr k | Ce k | 1-Cf/Ce | (a) | (b) | (c) | (d) | (e)
[7 empty] | mod |  | in 2
| 10.0585 | 3.2387 | 296.4209 | 6 | 0.188 | 29.9149 | 1 | 25 | 4.28 | 14.6 | 2.36 | 34.8 | 23.9 | 192.6 | 223.7288 | 2.9756 | 5.1374 | 21.9882 | 24.4313 | 94.8622 | 45 | 5.1374 | 5.1374 | 5.1374 | 5.1374
| 6.2279 | 2.7362 | 7.4307 | 7 | 0.188 | 35.234 | 1 | 29.1667 | 5.04 | 17.1 | 2.77 | 41.2 | 38.6 | 226.8 | 190.6137 | 2.5352 | 6.9556 | 35.056 | 39.6341 | 2.5636 | 45 | 6.9556 | 6.9556 | 6.9556 | 7.0775
| 7.9339 | 2.1608 | 11.767 | 6 | 0.25 | 22 | 0.85 | 25 | 5.59 | 19 | 2.33 | 44.6 | 30.3 | 251.55 | 226.6094 | 3.0139 | 5.0076 | 27.9928 | 31.1031 | 4.4887 | 45 | 5.0076 | 5.0076 | 5.0076 | 5.0076
| 4.8664 | 1.8317 | 3.8832 | 7 | 0.25 | 26 | 1 | 29.1667 | 6.59 | 22.4 | 2.74 | 61.9 | 49.4 | 296.55 | 192.7007 | 2.5629 | 6.8135 | 44.9008 | 50.7068 | 1.9111 | 45 | 6.8135 | 6.8135 | 6.8135 | 6.9251
| 6.6225 | 1.7835 | 6.4372 | 6 | 0.3125 | 17.2 | 0.85 | 25 | 6.87 | 23.4 | 2.3 | 54 | 36.3 | 309.15 | 229.5652 | 3.0532 | 4.8795 | 33.5223 | 37.247 | 2.8491 | 45 | 4.8795 | 4.8795 | 4.8795 | 4.8795
| 3.201 | 1.3904 | 2.2796 | 8 | 0.25 | 30 | 1 | 33.3333 | 7.59 | 25.8 | 3.15 | 82.1 | 75.1 | 341.55 | 167.619 | 2.2293 | 8.8893 | 67.4698 | 77.1867 | 1.456 | 45 | 8.8893 | 8.8893 | 8.8893 | 9.1526
| 5.7788 | 1.5282 | 4.5964 | 6 | 0.375 | 14 | 0.85 | 25 | 8.08 | 27.5 | 2.27 | 63 | 41.6 | 363.6 | 232.5991 | 3.0936 | 4.7531 | 38.4048 | 42.672 | 2.3068 | 45 | 4.7531 | 4.7531 | 4.7531 | 4.7531
| 4.0403 | 1.2875 | 2.8231 | 7 | 0.3125 | 20.4 | 0.85 | 29.1667 | 8.12 | 27.6 | 2.71 | 75.4 | 59.5 | 365.4 | 194.8339 | 2.5913 | 6.6729 | 54.1842 | 61.1187 | 1.6543 | 45 | 6.6729 | 6.6729 | 6.6729 | 6.7742
| 5.181 | 1.3569 | 3.6716 | 6 | 0.4375 | 11.7143 | 0.85 | 25 | 9.25 | 31.5 | 2.24 | 70.9 | 46.4 | 416.25 | 235.7143 | 3.135 | 4.6283 | 42.8114 | 47.5683 | 2.0333 | 45 | 4.6283 | 4.6283 | 4.6283 | 4.6283
| 2.6417 | 1.1407 | 1.7569 | 8 | 0.3125 | 23.6 | 1 | 33.3333 | 9.37 | 31.9 | 3.12 | 100 | 91 | 421.65 | 169.2308 | 2.2508 | 8.7276 | 81.7777 | 93.482 | 1.3488 | 45 | 8.7276 | 8.7276 | 8.7276 | 8.9791
| 1.592 | 1.0148 | 1.3203 | 10 | 0.25 | 38 | 1 | 41.6667 | 9.59 | 32.6 | 3.96 | 113 | 151 | 431.55 | 133.3333 | 1.7733 | 13.7571 | 131.9306 | 154.1304 | 1.186 | 45 | 13.7571 | 13.7571 | 14.4648 | 14.4648
| 3.4992 | 1.1013 | 2.2573 | 7 | 0.375 | 16.6667 | 0.85 | 29.1667 | 9.58 | 32.6 | 2.68 | 88.1 | 68.7 | 431.1 | 197.0149 | 2.6203 | 6.5339 | 62.5951 | 70.5204 | 1.5216 | 45 | 6.5339 | 6.5339 | 6.5339 | 6.6251
| 4.7604 | 1.2323 | 3.109 | 6 | 0.5 | 10 | 0.85 | 25 | 10.4 | 35.2 | 2.21 | 78 | 50.5 | 468 | 238.914 | 3.1776 | 4.5051 | 46.8533 | 52.0592 | 1.8669 | 45 | 4.5051 | 4.5051 | 4.5051 | 4.5051
| 3.118 | 0.97248 | 1.9078 | 7 | 0.4375 | 14 | 0.85 | 29.1667 | 11 | 37.5 | 2.65 | 99.7 | 77.1 | 495 | 199.2453 | 2.65 | 6.3965 | 70.3613 | 79.1706 | 1.4395 | 45 | 6.3965 | 6.3965 | 6.3965 | 6.4776
| 2.2679 | 0.83547 | 1.4452 | 8 | 0.375 | 19.3333 | 0.85 | 33.3333 | 11.1 | 37.7 | 3.09 | 117 | 106 | 499.5 | 170.8738 | 2.2726 | 8.5675 | 95.0989 | 108.6224 | 1.2863 | 45 | 8.5675 | 8.5675 | 8.5675 | 8.8072
| 1.3065 | 0.72226 | 0.92634 | 10 | 0.3125 | 30 | 1 | 41.6667 | 11.9 | 40.4 | 3.93 | 160 | 184 | 535.5 | 134.3511 | 1.7869 | 13.5841 | 161.6507 | 188.3699 | 1.1472 | 45 | 13.5841 | 13.5841 | 14.2465 | 14.2465
| 2.8416 | 0.87294 | 1.6615 | 7 | 0.5 | 12 | 0.85 | 29.1667 | 12.4 | 42.1 | 2.62 | 111 | 84.6 | 558 | 201.5267 | 2.6803 | 6.2606 | 77.6312 | 87.2376 | 1.3833 | 45 | 6.2606 | 6.2606 | 6.2606 | 6.3318
| 2.0202 | 0.72919 | 1.2312 | 8 | 0.4375 | 16.2857 | 0.85 | 33.3333 | 12.8 | 43.4 | 3.06 | 134 | 119 | 576 | 172.549 | 2.2949 | 8.4089 | 107.6336 | 122.8379 | 1.245 | 45 | 8.4089 | 8.4089 | 8.4089 | 8.637
| 1.1181 | 0.61132 | 0.77167 | 10 | 0.375 | 24.6667 | 1 | 41.6667 | 14.1 | 47.9 | 3.9 | 189 | 215 | 634.5 | 135.3846 | 1.8006 | 13.4344 | 189.4249 | 219.8 | 1.1236 | 45 | 13.4344 | 13.4344 | 13.4344 | 14.0298
| 1.8351 | 0.65534 | 1.091 | 8 | 0.5 | 14 | 0.85 | 33.3333 | 14.4 | 48.9 | 3.02 | 149 | 131 | 648 | 174.8344 | 2.3253 | 8.1998 | 118.0774 | 134.6033 | 1.2189 | 45 | 8.1998 | 8.1998 | 8.1998 | 8.4127
* | 0.98524 | 0.45929 | 0.66727 | 10 | 0.4375 | 20.8571 | 0.85 | 41.6667 | 16.3 | 55.4 | 3.87 | 216 | 244 | 733.5 | 136.4341 | 1.8146 | 13.234 | 215.7145 | 250.2009 | 1.107 | 45 | 13.234 | 13.234 | 13.234 | 13.8148
* | 0.88708 | 0.40972 | 0.59109 | 10 | 0.5 | 18 | 0.85 | 41.6667 | 18.4 | 62.5 | 3.84 | 242 | 271 | 828 | 137.5 | 1.8288 | 13.0352 | 239.8476 | 278.0736 | 1.0952 | 45 | 13.0352 | 13.0352 | 13.0352 | 13.6014
WF COLM DESIGN PROGRAM
| Cf = | 24.1738 |  | kips |  | K = | 1
| Mf = | 108.3381 |  | ft-k |  | w = | 1
| Lx,Ly = | 44 |  | feet
| UDL 1/10= | 0.24249 |  | klf
| D allow = | 2.9333 |  | inches
| W | 12 | X | 65
[23 empty] | 1 |  | Cr/A | EQUATIONS
| ___D____ | EQUATIONS | [20 empty] | -------
| D allow | (a) | (b) |  | SIZE |  | plf | Cls | Mfmod | Lu | A in2 | Ix in4 | rx | ry | Mr ft-k | Co k | kL/rx | kL/ry | alp | Cr/A | Cr k | Ce k | 1-Cf/Ce | (a) | (b) | (c) | (d) | (e)
| 8.2611 | 3.5128 | 20.8063 | W | 6 | X | 15 | 3 | 1 | 8.4 | 4.43 | 29.1 | 2.56 | 1.45 | 32.1 | 175.428 | 206.25 | 364.1379 | 4.4789 | 1.9394 | 8.5914 | 29.7552 | 5.3311 | 39.6 | 1.9394 | 1.9394 | 1.9394 | 1.9394
| 2.9104 | 2.1266 | 6.1901 | W | 10 | X | 16 | 3 | 1 | 7.2 | 4.78 | 82.6 | 4.17 | 1.27 | 54.2 | 189.288 | 126.6187 | 415.748 | 5.1137 | 1.4877 | 7.1114 | 85.1882 | 1.3962 | 39.6 | 1.4877 | 1.4877 | 1.4877 | 1.4877
| 3.8837 | 1.7575 | 6.4138 | W | 8 | X | 18 | 1 | 0.85 | 6.7 | 5.26 | 61.9 | 3.43 | 1.23 | 56.1 | 208.296 | 153.9359 | 429.2683 | 5.28 | 1.3955 | 7.3404 | 63.424 | 1.6159 | 39.6 | 1.3955 | 1.3955 | 1.3955 | 1.3955
| 5.8067 | 1.9757 | 7.054 | W | 6 | X | 20 | 1 | 0.85 | 8.7 | 5.87 | 41.4 | 2.66 | 1.51 | 49.2 | 232.452 | 198.4962 | 349.6689 | 4.3009 | 2.1032 | 12.3456 | 42.5678 | 2.3142 | 39.6 | 2.1032 | 2.1032 | 2.1032 | 2.1032
| 3.1925 | 1.4674 | 5.0215 | W | 8 | X | 21 | 1 | 0.85 | 7 | 6.16 | 75.3 | 3.5 | 1.26 | 67.3 | 243.936 | 150.8571 | 419.0476 | 5.1543 | 1.4644 | 9.0208 | 77.3386 | 1.4547 | 39.6 | 1.4644 | 1.4644 | 1.4644 | 1.4644
| 2.9034 | 1.2884 | 3.4056 | W | 8 | X | 24 | 1 | 0.85 | 8.9 | 7.08 | 82.8 | 3.42 | 1.61 | 76.6 | 280.368 | 154.386 | 327.9503 | 4.0338 | 2.391 | 16.9281 | 84.8721 | 1.3983 | 39.6 | 2.391 | 2.391 | 2.391 | 2.391
| 4.5018 | 1.5589 | 4.63 | W | 6 | X | 25 | 1 | 0.85 | 9.5 | 7.34 | 53.4 | 2.7 | 1.53 | 62.4 | 290.664 | 195.5556 | 345.098 | 4.2447 | 2.1593 | 15.849 | 54.8407 | 1.7883 | 39.6 | 2.1593 | 2.1593 | 2.1593 | 2.1593
| 2.453 | 1.0995 | 2.7983 | W | 8 | X | 28 | 1 | 0.85 | 9.3 | 8.25 | 98 | 3.45 | 1.62 | 89.8 | 326.7 | 153.0435 | 325.9259 | 4.0089 | 2.4208 | 19.9713 | 100.6402 | 1.3161 | 39.6 | 2.4208 | 2.4208 | 2.4208 | 2.4208
| 2.1854 | 1.1502 | 2.0918 | W | 8 | X | 31 | 2 | 1 | 11.3 | 9.13 | 110 | 3.47 | 2.02 | 100 | 361.548 | 152.1614 | 261.3861 | 3.215 | 3.7162 | 33.9293 | 112.6702 | 1.2732 | 39.6 | 3.7162 | 3.7162 | 3.7162 | 3.7638
| 1.4141 | 0.90926 | 1.7036 | W | 10 | X | 33 | 2 | 1 | 10.5 | 9.71 | 170 | 4.18 | 1.94 | 128 | 384.516 | 126.3158 | 272.1649 | 3.3476 | 3.4554 | 33.5518 | 173.8806 | 1.1615 | 39.6 | 3.4554 | 3.4554 | 3.4554 | 3.4716
| 1.8929 | 0.86003 | 1.7831 | W | 8 | X | 35 | 1 | 0.85 | 11.7 | 10.3 | 127 | 3.51 | 2.03 | 115 | 407.88 | 150.4274 | 260.0985 | 3.1992 | 3.7496 | 38.6208 | 130.0561 | 1.2283 | 39.6 | 3.7496 | 3.7496 | 3.7496 | 3.8011
| 1.1502 | 0.65105 | 1.3796 | W | 10 | X | 39 | 1 | 0.85 | 11.1 | 11.5 | 209 | 4.26 | 1.98 | 154 | 455.4 | 123.9437 | 266.6667 | 3.28 | 3.5845 | 41.2218 | 213.8929 | 1.1274 | 39.6 | 3.5845 | 3.5845 | 3.5845 | 3.6162
| 1.6466 | 0.75513 | 1.528 | W | 8 | X | 40 | 1 | 0.85 | 12.3 | 11.7 | 146 | 3.53 | 2.05 | 131 | 463.32 | 149.5751 | 257.561 | 3.168 | 3.8168 | 44.6564 | 149.422 | 1.193 | 39.6 | 3.8168 | 3.8168 | 3.8168 | 3.8764
| 0.77548 | 0.5364 | 1.2155 | W | 12 | X | 40 | 1 | 0.85 | 10.4 | 11.8 | 310 | 5.13 | 1.93 | 190 | 467.28 | 102.924 | 273.5751 | 3.365 | 3.4235 | 40.3976 | 318.2703 | 1.0822 | 39.6 | 3.4235 | 3.4235 | 3.4235 | 3.4359
| 0.96935 | 0.55467 | 1.1594 | W | 10 | X | 45 | 1 | 0.85 | 11.6 | 13.3 | 248 | 4.32 | 2 | 181 | 526.68 | 122.2222 | 264 | 3.2472 | 3.65 | 48.5456 | 254.3891 | 1.105 | 39.6 | 3.65 | 3.65 | 3.65 | 3.6896
| 0.68685 | 0.47656 | 1.068 | W | 12 | X | 45 | 1 | 0.85 | 10.7 | 13.2 | 350 | 5.15 | 1.95 | 214 | 522.72 | 102.5243 | 270.7692 | 3.3305 | 3.4874 | 46.034 | 358.8127 | 1.0722 | 39.6 | 3.4874 | 3.4874 | 3.4874 | 3.5074
* | 0.88382 | 0.5868 | 0.88997 | W | 10 | X | 49 | 2 | 1 | 14.2 | 14.4 | 272 | 4.35 | 2.55 | 199 | 570.24 | 121.3793 | 207.0588 | 2.5468 | 5.7106 | 82.2331 | 279.2675 | 1.0948 | 39.6 | 5.7106 | 5.7106 | 5.7106 | 5.9979
* | 0.61015 | 0.42683 | 0.94936 | W | 12 | X | 50 | 1 | 0.85 | 11 | 14.7 | 394 | 5.18 | 1.96 | 239 | 582.12 | 101.9305 | 269.3878 | 3.3135 | 3.5196 | 51.7384 | 404.2558 | 1.0636 | 39.6 | 3.5196 | 3.5196 | 3.5196 | 3.5435
* | 0.56564 | 0.46068 | 0.73218 | W | 12 | X | 53 | 2 | 1 | 13.5 | 15.6 | 425 | 5.22 | 2.48 | 257 | 617.76 | 101.1494 | 212.9032 | 2.6187 | 5.4207 | 84.563 | 435.6573 | 1.0587 | 39.6 | 5.4207 | 5.4207 | 5.4207 | 5.6732
* | 0.79339 | 0.45721 | 0.80192 | W | 10 | X | 54 | 1 | 0.85 | 14.6 | 15.8 | 303 | 4.38 | 2.55 | 220 | 625.68 | 120.5479 | 207.0588 | 2.5468 | 5.7106 | 90.228 | 310.6596 | 1.0844 | 39.6 | 5.7106 | 5.7106 | 5.7106 | 5.9979
| 1.0544 | 0.50315 | 0.96797 | W | 8 | X | 58 | 1 | 0.85 | 14.9 | 17.1 | 228 | 3.65 | 2.1 | 197 | 677.16 | 144.6575 | 251.4286 | 3.0926 | 3.9876 | 68.1887 | 233.4862 | 1.1155 | 39.6 | 3.9876 | 3.9876 | 3.9876 | 4.0678
* | 0.5061 | 0.35902 | 0.65646 | W | 12 | X | 58 | 1 | 0.85 | 13.9 | 17 | 475 | 5.29 | 2.51 | 285 | 673.2 | 99.811 | 210.3586 | 2.5874 | 5.544 | 94.2475 | 487.573 | 1.0522 | 39.6 | 5.544 | 5.544 | 5.544 | 5.8112
* | 0.70498 | 0.40902 | 0.71017 | W | 10 | X | 60 | 1 | 0.85 | 15.2 | 17.6 | 341 | 4.4 | 2.57 | 246 | 696.96 | 120 | 205.4475 | 2.527 | 5.7949 | 101.9911 | 349.2187 | 1.0744 | 39.6 | 5.7949 | 5.7949 | 5.7949 | 6.0924
* | 0.45103 | 0.40554 | 0.55179 | W | 12 | X | 65 | 3 | 1 | 17.5 | 19.1 | 533 | 5.28 | 3.02 | 290 | 756.36 | 100 | 174.8344 | 2.1505 | 7.8662 | 150.2452 | 545.7335 | 1.0463 | 39.6 | 7.8662 | 7.8662 | 7.8662 | 8.4127

## INTERCOL
INTERIOR COLUMN
HSS DESIGN PROGRAM
|  | Cf = | 106.3647 | kips | K = | 1
|  | Mf = | 0 | ft-k | w = | 1
|  | Lx = | 44 | feet
|  | UDL 1/10 = | 0 | klf
|  | D allow = | 2.9333 | inches
| SIZE: | HSS | 10 | X | 10 | X | 0.5 | @ | 62.5 | plf
| __D__ | EQUATIONS | [17 empty] | -------
| Dallow | (a) | (b) | SIZE | t | b/t | Mf | Lu | A | wt/ft | r | Mr ft-k | Ix | Co k | kL/r | alp | Cr/A | Cr k | Ce k | 1-Cf/Ce | (a) | (b) | (c) | (d) | (e)
[7 empty] | mod |  | in 2
| 0 | 0.55226 | 4.8374 | 6 | 0.188 | 29.9149 | 1 | 25 | 4.28 | 14.6 | 2.36 | 34.8 | 23.9 | 192.6 | 223.7288 | 2.9756 | 5.1374 | 21.9882 | 24.4313 | 100 | 45 | 5.1374 | 5.1374 | 5.1374 | 5.1374
| 0 | 0.46898 | 3.0341 | 7 | 0.188 | 35.234 | 1 | 29.1667 | 5.04 | 17.1 | 2.77 | 41.2 | 38.6 | 226.8 | 190.6137 | 2.5352 | 6.9556 | 35.056 | 39.6341 | 100 | 45 | 6.9556 | 6.9556 | 6.9556 | 7.0775
| 0 | 0.42284 | 3.7997 | 6 | 0.25 | 22 | 0.85 | 25 | 5.59 | 19 | 2.33 | 44.6 | 30.3 | 251.55 | 226.6094 | 3.0139 | 5.0076 | 27.9928 | 31.1031 | 100 | 45 | 5.0076 | 5.0076 | 5.0076 | 5.0076
| 0 | 0.35867 | 2.3689 | 7 | 0.25 | 26 | 1 | 29.1667 | 6.59 | 22.4 | 2.74 | 61.9 | 49.4 | 296.55 | 192.7007 | 2.5629 | 6.8135 | 44.9008 | 50.7068 | 100 | 45 | 6.8135 | 6.8135 | 6.8135 | 6.9251
| 0 | 0.34406 | 3.1729 | 6 | 0.3125 | 17.2 | 0.85 | 25 | 6.87 | 23.4 | 2.3 | 54 | 36.3 | 309.15 | 229.5652 | 3.0532 | 4.8795 | 33.5223 | 37.247 | 100 | 45 | 4.8795 | 4.8795 | 4.8795 | 4.8795
| 0 | 0.31142 | 1.5765 | 8 | 0.25 | 30 | 1 | 33.3333 | 7.59 | 25.8 | 3.15 | 82.1 | 75.1 | 341.55 | 167.619 | 2.2293 | 8.8893 | 67.4698 | 77.1867 | 100 | 45 | 8.8893 | 8.8893 | 8.8893 | 9.1526
| 0 | 0.29253 | 2.7696 | 6 | 0.375 | 14 | 0.85 | 25 | 8.08 | 27.5 | 2.27 | 63 | 41.6 | 363.6 | 232.5991 | 3.0936 | 4.7531 | 38.4048 | 42.672 | 100 | 45 | 4.7531 | 4.7531 | 4.7531 | 4.7531
| 0 | 0.29109 | 1.963 | 7 | 0.3125 | 20.4 | 0.85 | 29.1667 | 8.12 | 27.6 | 2.71 | 75.4 | 59.5 | 365.4 | 194.8339 | 2.5913 | 6.6729 | 54.1842 | 61.1187 | 100 | 45 | 6.6729 | 6.6729 | 6.6729 | 6.7742
| 0 | 0.25553 | 2.4845 | 6 | 0.4375 | 11.7143 | 0.85 | 25 | 9.25 | 31.5 | 2.24 | 70.9 | 46.4 | 416.25 | 235.7143 | 3.135 | 4.6283 | 42.8114 | 47.5683 | 100 | 45 | 4.6283 | 4.6283 | 4.6283 | 4.6283
| 0 | 0.25226 | 1.3007 | 8 | 0.3125 | 23.6 | 1 | 33.3333 | 9.37 | 31.9 | 3.12 | 100 | 91 | 421.65 | 169.2308 | 2.2508 | 8.7276 | 81.7777 | 93.482 | 100 | 45 | 8.7276 | 8.7276 | 8.7276 | 8.9791
* | 0 | 0.24647 | 0.80622 | 10 | 0.25 | 38 | 1 | 41.6667 | 9.59 | 32.6 | 3.96 | 113 | 151 | 431.55 | 133.3333 | 1.7733 | 13.7571 | 131.9306 | 154.1304 | 3.2268 | 45 | 13.7571 | 13.7571 | 14.4648 | 14.4648
| 0 | 0.24673 | 1.6992 | 7 | 0.375 | 16.6667 | 0.85 | 29.1667 | 9.58 | 32.6 | 2.68 | 88.1 | 68.7 | 431.1 | 197.0149 | 2.6203 | 6.5339 | 62.5951 | 70.5204 | 100 | 45 | 6.5339 | 6.5339 | 6.5339 | 6.6251
| 0 | 0.22727 | 2.2702 | 6 | 0.5 | 10 | 0.85 | 25 | 10.4 | 35.2 | 2.21 | 78 | 50.5 | 468 | 238.914 | 3.1776 | 4.5051 | 46.8533 | 52.0592 | 100 | 45 | 4.5051 | 4.5051 | 4.5051 | 4.5051
| 0 | 0.21488 | 1.5117 | 7 | 0.4375 | 14 | 0.85 | 29.1667 | 11 | 37.5 | 2.65 | 99.7 | 77.1 | 495 | 199.2453 | 2.65 | 6.3965 | 70.3613 | 79.1706 | 100 | 45 | 6.3965 | 6.3965 | 6.3965 | 6.4776
| 0 | 0.21294 | 1.1185 | 8 | 0.375 | 19.3333 | 0.85 | 33.3333 | 11.1 | 37.7 | 3.09 | 117 | 106 | 499.5 | 170.8738 | 2.2726 | 8.5675 | 95.0989 | 108.6224 | 48.1116 | 45 | 8.5675 | 8.5675 | 8.5675 | 8.8072
* | 0 | 0.19863 | 0.65799 | 10 | 0.3125 | 30 | 1 | 41.6667 | 11.9 | 40.4 | 3.93 | 160 | 184 | 535.5 | 134.3511 | 1.7869 | 13.5841 | 161.6507 | 188.3699 | 2.297 | 45 | 13.5841 | 13.5841 | 14.2465 | 14.2465
| 0 | 0.19062 | 1.3701 | 7 | 0.5 | 12 | 0.85 | 29.1667 | 12.4 | 42.1 | 2.62 | 111 | 84.6 | 558 | 201.5267 | 2.6803 | 6.2606 | 77.6312 | 87.2376 | 100 | 45 | 6.2606 | 6.2606 | 6.2606 | 6.3318
* | 0 | 0.18466 | 0.98821 | 8 | 0.4375 | 16.2857 | 0.85 | 33.3333 | 12.8 | 43.4 | 3.06 | 134 | 119 | 576 | 172.549 | 2.2949 | 8.4089 | 107.6336 | 122.8379 | 7.4568 | 45 | 8.4089 | 8.4089 | 8.4089 | 8.637
* | 0 | 0.16764 | 0.56151 | 10 | 0.375 | 24.6667 | 1 | 41.6667 | 14.1 | 47.9 | 3.9 | 189 | 215 | 634.5 | 135.3846 | 1.8006 | 13.4344 | 189.4249 | 219.8 | 1.9377 | 45 | 13.4344 | 13.4344 | 13.4344 | 14.0298
* | 0 | 0.16414 | 0.9008 | 8 | 0.5 | 14 | 0.85 | 33.3333 | 14.4 | 48.9 | 3.02 | 149 | 131 | 648 | 174.8344 | 2.3253 | 8.1998 | 118.0774 | 134.6033 | 4.7666 | 45 | 8.1998 | 8.1998 | 8.1998 | 8.4127
* | 0 | 0.14501 | 0.49308 | 10 | 0.4375 | 20.8571 | 0.85 | 41.6667 | 16.3 | 55.4 | 3.87 | 216 | 244 | 733.5 | 136.4341 | 1.8146 | 13.234 | 215.7145 | 250.2009 | 1.7395 | 45 | 13.234 | 13.234 | 13.234 | 13.8148
* | 0 | 0.12846 | 0.44347 | 10 | 0.5 | 18 | 0.85 | 41.6667 | 18.4 | 62.5 | 3.84 | 242 | 271 | 828 | 137.5 | 1.8288 | 13.0352 | 239.8476 | 278.0736 | 1.6194 | 45 | 13.0352 | 13.0352 | 13.0352 | 13.6014

## SWWCOL
SIDE WALL WIND COLUMN
HSS DESIGN PROGRAM
|  | Cf = | 8.0579 | kips | K = | 1
|  | Mf = | 139.2918 | ft-k | w = | 1
|  | Lx = | 44 | feet
|  | UDL 1/10 = | 0.31178 | klf
|  | D allow = | 2.9333 | inches
| SIZE: | HSS | 10 | X | 10 | X | 0.5 | @ | 62.5 | plf
| __D__ | EQUATIONS | [17 empty] | -------
| Dallow | (a) | (b) | SIZE | t | b/t | Mf | Lu | A | wt/ft | r | Mr ft-k | Ix | Co k | kL/r | alp | Cr/A | Cr k | Ce k | 1-Cf/Ce | (a) | (b) | (c) | (d) | (e)
[7 empty] | mod |  | in 2
| 12.9324 | 4.0445 | 6.3389 | 6 | 0.188 | 29.9149 | 1 | 25 | 4.28 | 14.6 | 2.36 | 34.8 | 23.9 | 192.6 | 223.7288 | 2.9756 | 5.1374 | 21.9882 | 24.4313 | 1.4921 | 45 | 5.1374 | 5.1374 | 5.1374 | 5.1374
| 8.0074 | 3.4164 | 4.4735 | 7 | 0.188 | 35.234 | 1 | 29.1667 | 5.04 | 17.1 | 2.77 | 41.2 | 38.6 | 226.8 | 190.6137 | 2.5352 | 6.9556 | 35.056 | 39.6341 | 1.2552 | 45 | 6.9556 | 6.9556 | 6.9556 | 7.0775
| 10.2008 | 2.6867 | 4.503 | 6 | 0.25 | 22 | 0.85 | 25 | 5.59 | 19 | 2.33 | 44.6 | 30.3 | 251.55 | 226.6094 | 3.0139 | 5.0076 | 27.9928 | 31.1031 | 1.3497 | 45 | 5.0076 | 5.0076 | 5.0076 | 5.0076
| 6.2568 | 2.2774 | 2.8549 | 7 | 0.25 | 26 | 1 | 29.1667 | 6.59 | 22.4 | 2.74 | 61.9 | 49.4 | 296.55 | 192.7007 | 2.5629 | 6.8135 | 44.9008 | 50.7068 | 1.1889 | 45 | 6.8135 | 6.8135 | 6.8135 | 6.9251
| 8.5147 | 2.2186 | 3.5319 | 6 | 0.3125 | 17.2 | 0.85 | 25 | 6.87 | 23.4 | 2.3 | 54 | 36.3 | 309.15 | 229.5652 | 3.0532 | 4.8795 | 33.5223 | 37.247 | 1.2761 | 45 | 4.8795 | 4.8795 | 4.8795 | 4.8795
| 4.1156 | 1.7202 | 2.0138 | 8 | 0.25 | 30 | 1 | 33.3333 | 7.59 | 25.8 | 3.15 | 82.1 | 75.1 | 341.55 | 167.619 | 2.2293 | 8.8893 | 67.4698 | 77.1867 | 1.1166 | 45 | 8.8893 | 8.8893 | 8.8893 | 9.1526
| 7.4299 | 1.9015 | 2.9355 | 6 | 0.375 | 14 | 0.85 | 25 | 8.08 | 27.5 | 2.27 | 63 | 41.6 | 363.6 | 232.5991 | 3.0936 | 4.7531 | 38.4048 | 42.672 | 1.2328 | 45 | 4.7531 | 4.7531 | 4.7531 | 4.7531
| 5.1947 | 1.5923 | 2.2766 | 7 | 0.3125 | 20.4 | 0.85 | 29.1667 | 8.12 | 27.6 | 2.71 | 75.4 | 59.5 | 365.4 | 194.8339 | 2.5913 | 6.6729 | 54.1842 | 61.1187 | 1.1519 | 45 | 6.6729 | 6.6729 | 6.6729 | 6.7742
| 6.6613 | 1.6893 | 2.5535 | 6 | 0.4375 | 11.7143 | 0.85 | 25 | 9.25 | 31.5 | 2.24 | 70.9 | 46.4 | 416.25 | 235.7143 | 3.135 | 4.6283 | 42.8114 | 47.5683 | 1.2039 | 45 | 4.6283 | 4.6283 | 4.6283 | 4.6283
| 3.3965 | 1.412 | 1.6228 | 8 | 0.3125 | 23.6 | 1 | 33.3333 | 9.37 | 31.9 | 3.12 | 100 | 91 | 421.65 | 169.2308 | 2.2508 | 8.7276 | 81.7777 | 93.482 | 1.0943 | 45 | 8.7276 | 8.7276 | 8.7276 | 8.9791
| 2.0469 | 1.2513 | 1.3617 | 10 | 0.25 | 38 | 1 | 41.6667 | 9.59 | 32.6 | 3.96 | 113 | 151 | 431.55 | 133.3333 | 1.7733 | 13.7571 | 131.9306 | 154.1304 | 1.0552 | 45 | 13.7571 | 13.7571 | 14.4648 | 14.4648
| 4.499 | 1.3626 | 1.9138 | 7 | 0.375 | 16.6667 | 0.85 | 29.1667 | 9.58 | 32.6 | 2.68 | 88.1 | 68.7 | 431.1 | 197.0149 | 2.6203 | 6.5339 | 62.5951 | 70.5204 | 1.129 | 45 | 6.5339 | 6.5339 | 6.5339 | 6.6251
| 6.1205 | 1.5351 | 2.2848 | 6 | 0.5 | 10 | 0.85 | 25 | 10.4 | 35.2 | 2.21 | 78 | 50.5 | 468 | 238.914 | 3.1776 | 4.5051 | 46.8533 | 52.0592 | 1.1831 | 45 | 4.5051 | 4.5051 | 4.5051 | 4.5051
| 4.0089 | 1.2038 | 1.6699 | 7 | 0.4375 | 14 | 0.85 | 29.1667 | 11 | 37.5 | 2.65 | 99.7 | 77.1 | 495 | 199.2453 | 2.65 | 6.3965 | 70.3613 | 79.1706 | 1.1133 | 45 | 6.3965 | 6.3965 | 6.3965 | 6.4776
| 2.9159 | 1.0281 | 1.3707 | 8 | 0.375 | 19.3333 | 0.85 | 33.3333 | 11.1 | 37.7 | 3.09 | 117 | 106 | 499.5 | 170.8738 | 2.2726 | 8.5675 | 95.0989 | 108.6224 | 1.0801 | 45 | 8.5675 | 8.5675 | 8.5675 | 8.8072
| 1.6798 | 0.88562 | 0.95933 | 10 | 0.3125 | 30 | 1 | 41.6667 | 11.9 | 40.4 | 3.93 | 160 | 184 | 535.5 | 134.3511 | 1.7869 | 13.5841 | 161.6507 | 188.3699 | 1.0447 | 45 | 13.5841 | 13.5841 | 14.2465 | 14.2465
| 3.6535 | 1.0811 | 1.4864 | 7 | 0.5 | 12 | 0.85 | 29.1667 | 12.4 | 42.1 | 2.62 | 111 | 84.6 | 558 | 201.5267 | 2.6803 | 6.2606 | 77.6312 | 87.2376 | 1.1018 | 45 | 6.2606 | 6.2606 | 6.2606 | 6.3318
| 2.5973 | 0.89756 | 1.1873 | 8 | 0.4375 | 16.2857 | 0.85 | 33.3333 | 12.8 | 43.4 | 3.06 | 134 | 119 | 576 | 172.549 | 2.2949 | 8.4089 | 107.6336 | 122.8379 | 1.0702 | 45 | 8.4089 | 8.4089 | 8.4089 | 8.637
| 1.4376 | 0.74969 | 0.80758 | 10 | 0.375 | 24.6667 | 1 | 41.6667 | 14.1 | 47.9 | 3.9 | 189 | 215 | 634.5 | 135.3846 | 1.8006 | 13.4344 | 189.4249 | 219.8 | 1.0381 | 45 | 13.4344 | 13.4344 | 13.4344 | 14.0298
| 2.3594 | 0.80705 | 1.0626 | 8 | 0.5 | 14 | 0.85 | 33.3333 | 14.4 | 48.9 | 3.02 | 149 | 131 | 648 | 174.8344 | 2.3253 | 8.1998 | 118.0774 | 134.6033 | 1.0637 | 45 | 8.1998 | 8.1998 | 8.1998 | 8.4127
| 1.2667 | 0.55912 | 0.70368 | 10 | 0.4375 | 20.8571 | 0.85 | 41.6667 | 16.3 | 55.4 | 3.87 | 216 | 244 | 733.5 | 136.4341 | 1.8146 | 13.234 | 215.7145 | 250.2009 | 1.0333 | 45 | 13.234 | 13.234 | 13.234 | 13.8148
| 1.1405 | 0.49898 | 0.62636 | 10 | 0.5 | 18 | 0.85 | 41.6667 | 18.4 | 62.5 | 3.84 | 242 | 271 | 828 | 137.5 | 1.8288 | 13.0352 | 239.8476 | 278.0736 | 1.0298 | 45 | 13.0352 | 13.0352 | 13.0352 | 13.6014
WF COLM DESIGN PROGRAM
| Cf = | 8.0579 |  | kips |  | K = | 1
| Mf = | 139.2918 |  | ft-k |  | w = | 1
| Lx,Ly = | 44 |  | feet
| UDL 1/10= | 0.31178 |  | klf
| D allow = | 2.9333 |  | inches
| W | 12 | X | 65
[23 empty] | 1 |  | Cr/A | EQUATIONS
| ___D____ | EQUATIONS | [20 empty] | -------
| D allow | (a) | (b) |  | SIZE |  | plf | Cls | Mfmod | Lu | A in2 | Ix in4 | rx | ry | Mr ft-k | Co k | kL/rx | kL/ry | alp | Cr/A | Cr k | Ce k | 1-Cf/Ce | (a) | (b) | (c) | (d) | (e)
| 10.6214 | 4.3852 | 6.8888 | W | 6 | X | 15 | 3 | 1 | 8.4 | 4.43 | 29.1 | 2.56 | 1.45 | 32.1 | 175.428 | 206.25 | 364.1379 | 4.4789 | 1.9394 | 8.5914 | 29.7552 | 1.3714 | 39.6 | 1.9394 | 1.9394 | 1.9394 | 1.9394
| 3.7419 | 2.6125 | 3.9715 | W | 10 | X | 16 | 3 | 1 | 7.2 | 4.78 | 82.6 | 4.17 | 1.27 | 54.2 | 189.288 | 126.6187 | 415.748 | 5.1137 | 1.4877 | 7.1114 | 85.1882 | 1.1045 | 39.6 | 1.4877 | 1.4877 | 1.4877 | 1.4877
| 4.9933 | 2.1492 | 3.942 | W | 8 | X | 18 | 1 | 0.85 | 6.7 | 5.26 | 61.9 | 3.43 | 1.23 | 56.1 | 208.296 | 153.9359 | 429.2683 | 5.28 | 1.3955 | 7.3404 | 63.424 | 1.1455 | 39.6 | 1.3955 | 1.3955 | 1.3955 | 1.3955
| 7.4658 | 2.4411 | 4.1449 | W | 6 | X | 20 | 1 | 0.85 | 8.7 | 5.87 | 41.4 | 2.66 | 1.51 | 49.2 | 232.452 | 198.4962 | 349.6689 | 4.3009 | 2.1032 | 12.3456 | 42.5678 | 1.2335 | 39.6 | 2.1032 | 2.1032 | 2.1032 | 2.1032
| 4.1047 | 1.7923 | 3.2037 | W | 8 | X | 21 | 1 | 0.85 | 7 | 6.16 | 75.3 | 3.5 | 1.26 | 67.3 | 243.936 | 150.8571 | 419.0476 | 5.1543 | 1.4644 | 9.0208 | 77.3386 | 1.1163 | 39.6 | 1.4644 | 1.4644 | 1.4644 | 1.4644
| 3.7329 | 1.5744 | 2.4852 | W | 8 | X | 24 | 1 | 0.85 | 8.9 | 7.08 | 82.8 | 3.42 | 1.61 | 76.6 | 280.368 | 154.386 | 327.9503 | 4.0338 | 2.391 | 16.9281 | 84.8721 | 1.1049 | 39.6 | 2.391 | 2.391 | 2.391 | 2.391
| 5.7881 | 1.9251 | 3.1251 | W | 6 | X | 25 | 1 | 0.85 | 9.5 | 7.34 | 53.4 | 2.7 | 1.53 | 62.4 | 290.664 | 195.5556 | 345.098 | 4.2447 | 2.1593 | 15.849 | 54.8407 | 1.1722 | 39.6 | 2.1593 | 2.1593 | 2.1593 | 2.1593
| 3.1539 | 1.3431 | 2.0896 | W | 8 | X | 28 | 1 | 0.85 | 9.3 | 8.25 | 98 | 3.45 | 1.62 | 89.8 | 326.7 | 153.0435 | 325.9259 | 4.0089 | 2.4208 | 19.9713 | 100.6402 | 1.087 | 39.6 | 2.4208 | 2.4208 | 2.4208 | 2.4208
| 2.8099 | 1.4152 | 1.7377 | W | 8 | X | 31 | 2 | 1 | 11.3 | 9.13 | 110 | 3.47 | 2.02 | 100 | 361.548 | 152.1614 | 261.3861 | 3.215 | 3.7162 | 33.9293 | 112.6702 | 1.077 | 39.6 | 3.7162 | 3.7162 | 3.7162 | 3.7638
| 1.8181 | 1.1092 | 1.3813 | W | 10 | X | 33 | 2 | 1 | 10.5 | 9.71 | 170 | 4.18 | 1.94 | 128 | 384.516 | 126.3158 | 272.1649 | 3.3476 | 3.4554 | 33.5518 | 173.8806 | 1.0486 | 39.6 | 3.4554 | 3.4554 | 3.4554 | 3.4716
| 2.4337 | 1.0493 | 1.4999 | W | 8 | X | 35 | 1 | 0.85 | 11.7 | 10.3 | 127 | 3.51 | 2.03 | 115 | 407.88 | 150.4274 | 260.0985 | 3.1992 | 3.7496 | 38.6208 | 130.0561 | 1.066 | 39.6 | 3.7496 | 3.7496 | 3.7496 | 3.8011
| 1.4789 | 0.78651 | 1.1354 | W | 10 | X | 39 | 1 | 0.85 | 11.1 | 11.5 | 209 | 4.26 | 1.98 | 154 | 455.4 | 123.9437 | 266.6667 | 3.28 | 3.5845 | 41.2218 | 213.8929 | 1.0391 | 39.6 | 3.5845 | 3.5845 | 3.5845 | 3.6162
| 2.117 | 0.92119 | 1.3043 | W | 8 | X | 40 | 1 | 0.85 | 12.3 | 11.7 | 146 | 3.53 | 2.05 | 131 | 463.32 | 149.5751 | 257.561 | 3.168 | 3.8168 | 44.6564 | 149.422 | 1.057 | 39.6 | 3.8168 | 3.8168 | 3.8168 | 3.8764
* | 0.99704 | 0.64039 | 0.95162 | W | 12 | X | 40 | 1 | 0.85 | 10.4 | 11.8 | 310 | 5.13 | 1.93 | 190 | 467.28 | 102.924 | 273.5751 | 3.365 | 3.4235 | 40.3976 | 318.2703 | 1.026 | 39.6 | 3.4235 | 3.4235 | 3.4235 | 3.4359
| 1.2463 | 0.66943 | 0.96073 | W | 10 | X | 45 | 1 | 0.85 | 11.6 | 13.3 | 248 | 4.32 | 2 | 181 | 526.68 | 122.2222 | 264 | 3.2472 | 3.65 | 48.5456 | 254.3891 | 1.0327 | 39.6 | 3.65 | 3.65 | 3.65 | 3.6896
* | 0.8831 | 0.56868 | 0.84089 | W | 12 | X | 45 | 1 | 0.85 | 10.7 | 13.2 | 350 | 5.15 | 1.95 | 214 | 522.72 | 102.5243 | 270.7692 | 3.3305 | 3.4874 | 46.034 | 358.8127 | 1.023 | 39.6 | 3.4874 | 3.4874 | 3.4874 | 3.5074
| 1.1363 | 0.71409 | 0.81874 | W | 10 | X | 49 | 2 | 1 | 14.2 | 14.4 | 272 | 4.35 | 2.55 | 199 | 570.24 | 121.3793 | 207.0588 | 2.5468 | 5.7106 | 82.2331 | 279.2675 | 1.0297 | 39.6 | 5.7106 | 5.7106 | 5.7106 | 5.9979
* | 0.78448 | 0.50923 | 0.75041 | W | 12 | X | 50 | 1 | 0.85 | 11 | 14.7 | 394 | 5.18 | 1.96 | 239 | 582.12 | 101.9305 | 269.3878 | 3.3135 | 3.5196 | 51.7384 | 404.2558 | 1.0203 | 39.6 | 3.5196 | 3.5196 | 3.5196 | 3.5435
* | 0.72726 | 0.55504 | 0.64749 | W | 12 | X | 53 | 2 | 1 | 13.5 | 15.6 | 425 | 5.22 | 2.48 | 257 | 617.76 | 101.1494 | 212.9032 | 2.6187 | 5.4207 | 84.563 | 435.6573 | 1.0188 | 39.6 | 5.4207 | 5.4207 | 5.4207 | 5.6732
| 1.0201 | 0.55105 | 0.73931 | W | 10 | X | 54 | 1 | 0.85 | 14.6 | 15.8 | 303 | 4.38 | 2.55 | 220 | 625.68 | 120.5479 | 207.0588 | 2.5468 | 5.7106 | 90.228 | 310.6596 | 1.0266 | 39.6 | 5.7106 | 5.7106 | 5.7106 | 5.9979
| 1.3556 | 0.6129 | 0.85051 | W | 8 | X | 58 | 1 | 0.85 | 14.9 | 17.1 | 228 | 3.65 | 2.1 | 197 | 677.16 | 144.6575 | 251.4286 | 3.0926 | 3.9876 | 68.1887 | 233.4862 | 1.0357 | 39.6 | 3.9876 | 3.9876 | 3.9876 | 4.0678
* | 0.6507 | 0.4274 | 0.58245 | W | 12 | X | 58 | 1 | 0.85 | 13.9 | 17 | 475 | 5.29 | 2.51 | 285 | 673.2 | 99.811 | 210.3586 | 2.5874 | 5.544 | 94.2475 | 487.573 | 1.0168 | 39.6 | 5.544 | 5.544 | 5.544 | 5.8112
* | 0.9064 | 0.49285 | 0.65861 | W | 10 | X | 60 | 1 | 0.85 | 15.2 | 17.6 | 341 | 4.4 | 2.57 | 246 | 696.96 | 120 | 205.4475 | 2.527 | 5.7949 | 101.9911 | 349.2187 | 1.0236 | 39.6 | 5.7949 | 5.7949 | 5.7949 | 6.0924
* | 0.57989 | 0.49097 | 0.54115 | W | 12 | X | 65 | 3 | 1 | 17.5 | 19.1 | 533 | 5.28 | 3.02 | 290 | 756.36 | 100 | 174.8344 | 2.1505 | 7.8662 | 150.2452 | 545.7335 | 1.015 | 39.6 | 7.8662 | 7.8662 | 7.8662 | 8.4127

## BEAMS
STEEL BUILDING ESTIMATOR |  |  |  |  | BEAM DESIGN | [6 empty] | PAGE | 8 | of | 8
EST NUMBER : | E95054
PROJECT : | HUSKY
LOCATION : | TORONTO
END WALL
SPAN | 17.5 | ft | [5 empty] | 8X18 |  | 18
TRIB WDTH | 23.5 | ft
UDL | 1.4428 | klf |  | Mf = | 55.2304 | ft-kips | W | 8X | X | 18
SIDE WALL
SPAN | 22.5 | ft | [5 empty] | 8X14 |  | 14
TRIB WDTH | 5.8333 | ft
UDL | 0.35813 | klf |  | Mf = | 22.6629 | ft-kips | W | 8 | X | 14
INTERIOR DROP IN |  | NO: | 253
SPAN | 23 | ft |  | Rf 100 = | 31.7713 | kips |  | 16X36 |  | 36
TRIB WDTH | 45 | ft |  | Rf 50 = | 22.0371 | kips
UDL | 2.7627 | klf |  | Mf = | 182.6848 | ft-kips | W | 16 | X | 36
EXTERIOR DROP IN |  | NO: | 23
SPAN | 29 | ft |  | Rf 100 = | 40.0594 | kips |  | 18X45 |  | 45
TRIB WDTH | 45 | ft |  | Rf 50 = | 27.7859 | kips
UDL | 2.7627 | klf |  | Mf = | 290.4308 | ft-kips | W | 18 | X | 45
INTERIOR DOUBLE CANT |  | NO: | 230 | CANT= | 6 |  |  |  | BMDB10 |  | BMDB12
[9 empty] | 18X45 |  | 18X45
SPAN | 35 | ft |  | Rf 50 = | 22.0371 | kips | 256.3259 |  | 45 |  | 45
TRIB WDTH | 45 | ft |  | UDL 50 = | 1.9163 | klf
UDL | 2.7627 | klf |  | Mf pos = | 256.3259 | ft-kips
Lu | 12 | ft |  | Mf neg = | 240.3565 | ft-kips | W | 18 | X | 45
EXTERIOR DOUBLE CANT |  | NO: | 23 | CANT= | 6 |  | 290.0855 |  | BMDB10 |  | BMDB12
[9 empty] | 21X48 |  | 21X48
SPAN | 35 | ft |  | Rfl 50 = | 27.7859 | kips |  |  | 48 |  | 48
TRIB WDTH | 45 | ft |  | Rfr 50 = | 22.0371 | kips
UDL | 2.7627 | klf |  | UDL 50 = | 1.9163 | klf
Lu | 12 | ft |  | Rf left= | 88.6166 | kips
|  |  |  | V=0 @ X = | 17.8567 | ft from left support
|  |  |  | Mf pos = | 239.2553 | f-k
|  |  |  | Mf neg = | 290.0855 | f-k | W | 21 | X | 48
SINGLE CANTILEVER |  | NO: | 23 | CANT= | 6 |  | 343.7899 |  | BMDB10 |  | BMDB12
[9 empty] | 21X55 |  | 21X55
SPAN | 35 | ft |  | Rf 50 = | 22.0371 | kips |  |  | 55 |  | 55
TRIB WDTH | 45 | ft |  | UDL 50 = | 1.9163 | klf
UDL | 2.7627 | klf |  | Rf left= | 43.5843 | kips
Lu | 12 | ft |  | V=0 @ X = | 15.7759 | ft from left support
|  |  |  | Mf pos = | 343.7899 | f-k
|  |  |  | Mf neg = | 240.3565 | f-k | W | 21 | X | 55

## ESTIMATE2
PROJECT : |  |  |  | EST NUMBER : |  | E95054
LOCATION :
AREA : |  |  |  | TOTAL AREA : |  | 0 | ft 2
DESCRIPTION | NO. |  | SECTION |  |  | LENGTH |  | TOT WGHT | TOTAL | UNIT
[5 empty] | plf | ft | in | lbs | lbs | psf
| 0 | W | 0 | X | 0 | 0 | 0 | 0
| 0 | W | 0 | X | 0 | 0 | 0 | 0
| 0 | W | 0 | X | 0 | 0 | 0 | 0
| 0 | W | 0 | X | 0 | 0 | 0 | 0
| 0 | W | 0 | X | 0 | 0 | 0 | 0
| 0 | W | 0 | X | 0 | 0 | 0 | 0
| 0 | W | 0 | X | 0 | 0 | 0 | 0
| 0 | W | 0 | X | 0 | 0 | 0 | 0
| 0 | W | 0 | X | 0 | 0 | 0 | 0
| 0 | W | 0 | X | 0 | 0 | 0 | 0
| 0 | W | 0 | X | 0 | 0 | 0 | 0
| 0 | W | 0 | X | 0 | 0 | 0 | 0
| 0 | W | 0 | X | 0 | 0 | 0 | 0
| 0 | W | 0 | X | 0 | 0 | 0 | 0
| 0 | W | 0 | X | 0 | 0 | 0 | 0
| 0 | W | 0 | X | 0 | 0 | 0 | 0
| 0 | W | 0 | X | 0 | 0 | 0 | 0
| 0 | W | 0 | X | 0 | 0 | 0 | 0
| 0 | W | 0 | X | 0 | 0 | 0 | 0
| 0 | W | 0 | X | 0 | 0 | 0 | 0
| 0 | W | 0 | X | 0 | 0 | 0 | 0
| 0 | W | 0 | X | 0 | 0 | 0 | 0
| 0 | W | 0 | X | 0 | 0 | 0 | 0
| 0 | W | 0 | X | 0 | 0 | 0 | 0
| 0 | W | 0 | X | 0 | 0 | 0 | 0
| 0 | W | 0 | X | 0 | 0 | 0 | 0
| 0 | W | 0 | X | 0 | 0 | 0 | 0
| 0 | W | 0 | X | 0 | 0 | 0 | 0
| 0 | W | 0 | X | 0 | 0 | 0 | 0
| 0 | W | 0 | X | 0 | 0 | 0 | 0
| 0 | W | 0 | X | 0 | 0 | 0 | 0
| 0 | W | 0 | X | 0 | 0 | 0 | 0
| 0 | W | 0 | X | 0 | 0 | 0 | 0
| 0 | W | 0 | X | 0 | 0 | 0 | 0
| 0 | W | 0 | X | 0 | 0 | 0 | 0
| 0 | W | 0 | X | 0 | 0 | 0 | 0
| 0 | W | 0 | X | 0 | 0 | 0 | 0
| 0 | W | 0 | X | 0 | 0 | 0 | 0
| 0 | W | 0 | X | 0 | 0 | 0 | 0
| 0 | W | 0 | X | 0 | 0 | 0 | 0
| 0 | W | 0 | X | 0 | 0 | 0 | 0
| 0 | W | 0 | X | 0 | 0 | 0 | 0
| 0 | W | 0 | X | 0 | 0 | 0 | 0
| 0 | W | 0 | X | 0 | 0 | 0 | 0
| 0 | W | 0 | X | 0 | 0 | 0 | 0
| 0 | W | 0 | X | 0 | 0 | 0 | 0
| 0 | W | 0 | X | 0 | 0 | 0 | 0
| 0 | W | 0 | X | 0 | 0 | 0 | 0
| 0 | W | 0 | X | 0 | 0 | 0 | 0
| 0 | W | 0 | X | 0 | 0 | 0 | 0
| 0 | W | 0 | X | 0 | 0 | 0 | 0
| 0 | W | 0 | X | 0 | 0 | 0 | 0
| 0 | W | 0 | X | 0 | 0 | 0 | 0
| 0 | W | 0 | X | 0 | 0 | 0 | 0
| 0 | W | 0 | X | 0 | 0 | 0 | 0
| 0 | W | 0 | X | 0 | 0 | 0 | 0
| 0 | W | 0 | X | 0 | 0 | 0 | 0
| 0 | W | 0 | X | 0 | 0 | 0 | 0
| 0 | W | 0 | X | 0 | 0 | 0 | 0
| 0 | W | 0 | X | 0 | 0 | 0 | 0
| 0 | W | 0 | X | 0 | 0 | 0 | 0
| 0 | W | 0 | X | 0 | 0 | 0 | 0
| 0 | W | 0 | X | 0 | 0 | 0 | 0
| 0 | W | 0 | X | 0 | 0 | 0 | 0
| 0 | W | 0 | X | 0 | 0 | 0 | 0
| 0 | W | 0 | X | 0 | 0 | 0 | 0
[6 empty] | TOTAL |  | 0
[8 empty] | 0 | tons

## GIRTDB
Mr | Depth | wt/ft
11.88 | 8 | 4.52
15.18 | 8 | 5.23
17.24 | 10 | 5.74
21.58 | 10 | 6.66

## BMDB
BEAM MOMENTS |  | EXTERIOR BEAMS |  |  | Lu=6 FEET
MOMENT |  | SIZE
100 |  | 14X22
MOMENT | SIZE |  | MOMENT | SIZE
10 | 8X14 |  | 39 | W8X14
11 | 8X14 |  | 54 | W10X16
12 | 8X14 |  | 56 | W8X18
13 | 8X14 |  | 87 | W12X21
14 | 8X14 |  | 107 | W14X22
15 | 8X14 |  | 146 | W16X26
16 | 8X14 |  | 156 | W14X30
17 | 8X14 |  | 178 | W16X31
18 | 8X14 |  | 211 | W16X36
19 | 8X14 |  | 241 | W16X40
20 | 8X14 |  | 264 | W18X41
21 | 8X14 |  | 301 | W18X45
22 | 8X14 |  | 351 | W21X48
23 | 8X14 |  | 416 | W21X55
24 | 8X14 |  | 470 | W24X56
25 | 8X14 |  | 509 | W24X61
26 | 8X14 |  | 584 | W24X68
27 | 8X14 |  | 660 | W24X76
28 | 8X14 |  | 739 | W24X84
29 | 8X14
30 | 8X14
31 | 8X14
32 | 8X14
33 | 8X14
34 | 8X14
35 | 8X14
36 | 8X14
37 | 8X14
38 | 8X14
39 | 8X14
40 | 10X16
41 | 10X16
42 | 10X16
43 | 10X16
44 | 10X16
45 | 10X16
46 | 10X16
47 | 10X16
48 | 10X16
49 | 10X16
50 | 10X16
51 | 10X16
52 | 10X16
53 | 10X16
54 | 10X16
55 | 8X18
56 | 8X18
57 | 12X21
58 | 12X21
59 | 12X21
60 | 12X21
61 | 12X21
62 | 12X21
63 | 12X21
64 | 12X21
65 | 12X21
66 | 12X21
67 | 12X21
68 | 12X21
69 | 12X21
70 | 12X21
71 | 12X21
72 | 12X21
73 | 12X21
74 | 12X21
75 | 12X21
76 | 12X21
77 | 12X21
78 | 12X21
79 | 12X21
80 | 12X21
81 | 12X21
82 | 12X21
83 | 12X21
84 | 12X21
85 | 12X21
86 | 12X21
87 | 12X21
88 | 14X22
89 | 14X22
90 | 14X22
91 | 14X22
92 | 14X22
93 | 14X22
94 | 14X22
95 | 14X22
96 | 14X22
97 | 14X22
98 | 14X22
99 | 14X22
100 | 14X22
101 | 14X22
102 | 14X22
103 | 14X22
104 | 14X22
105 | 14X22
106 | 14X22
107 | 14X22
108 | 12X26
109 | 12X26
110 | 12X26
111 | 12X26
112 | 12X26
113 | 12X26
114 | 12X26
115 | 12X26
116 | 12X26
117 | 12X26
118 | 12X26
119 | 12X26
120 | 12X26
121 | 12X26
122 | 12X26
123 | 12X26
124 | 14X26
125 | 14X26
126 | 14X26
127 | 14X26
128 | 14X26
129 | 14X26
130 | 14X26
131 | 14X26
132 | 14X26
133 | 16X26
134 | 16X26
135 | 16X26
136 | 16X26
137 | 16X26
138 | 16X26
139 | 16X26
140 | 16X26
141 | 16X26
142 | 16X26
143 | 16X26
144 | 16X26
145 | 16X26
146 | 16X26
147 | 14X30
148 | 14X30
149 | 14X30
150 | 14X30
151 | 14X30
152 | 14X30
153 | 14X30
154 | 14X30
155 | 14X30
156 | 14X30
157 | 16X31
158 | 16X31
159 | 16X31
160 | 16X31
161 | 16X31
162 | 16X31
163 | 16X31
164 | 16X31
165 | 16X31
166 | 16X31
167 | 16X31
168 | 16X31
169 | 16X31
170 | 16X31
171 | 16X31
172 | 16X31
173 | 16X31
174 | 16X31
175 | 16X31
176 | 16X31
177 | 16X31
178 | 16X31
179 | 16X36
180 | 16X36
181 | 16X36
182 | 16X36
183 | 16X36
184 | 16X36
185 | 16X36
186 | 16X36
187 | 16X36
188 | 16X36
189 | 16X36
190 | 16X36
191 | 16X36
192 | 16X36
193 | 16X36
194 | 16X36
195 | 16X36
196 | 16X36
197 | 16X36
198 | 16X36
199 | 16X36
200 | 16X36
201 | 16X36
202 | 16X36
203 | 16X36
204 | 16X36
205 | 16X36
206 | 16X36
207 | 16X36
208 | 16X36
209 | 16X36
210 | 16X36
211 | 16X36
212 | 16X40
213 | 16X40
214 | 16X40
215 | 16X40
216 | 16X40
217 | 16X40
218 | 16X40
219 | 16X40
220 | 16X40
221 | 16X40
222 | 16X40
223 | 16X40
224 | 16X40
225 | 16X40
226 | 16X40
227 | 16X40
228 | 16X40
229 | 16X40
230 | 16X40
231 | 16X40
232 | 16X40
233 | 16X40
234 | 16X40
235 | 16X40
236 | 16X40
237 | 16X40
238 | 16X40
239 | 16X40
240 | 16X40
241 | 16X40
242 | 18X41
243 | 18X41
244 | 18X41
245 | 18X41
246 | 18X41
247 | 18X41
248 | 18X41
249 | 18X41
250 | 18X41
251 | 18X41
252 | 18X41
253 | 18X41
254 | 18X41
255 | 18X41
256 | 18X41
257 | 18X41
258 | 18X41
259 | 18X41
260 | 18X41
261 | 18X41
262 | 18X41
263 | 18X41
264 | 18X41
265 | 18X45
266 | 18X45
267 | 18X45
268 | 18X45
269 | 18X45
270 | 18X45
271 | 18X45
272 | 18X45
273 | 18X45
274 | 18X45
275 | 18X45
276 | 18X45
277 | 18X45
278 | 18X45
279 | 18X45
280 | 18X45
281 | 18X45
282 | 18X45
283 | 18X45
284 | 18X45
285 | 18X45
286 | 18X45
287 | 18X45
288 | 18X45
289 | 18X45
290 | 18X45
291 | 18X45
292 | 18X45
293 | 18X45
294 | 18X45
295 | 18X45
296 | 18X45
297 | 18X45
298 | 18X45
299 | 18X45
300 | 18X45
301 | 18X45
302 | 21X48
303 | 21X48
304 | 21X48
305 | 21X48
306 | 21X48
307 | 21X48
308 | 21X48
309 | 21X48
310 | 21X48
311 | 21X48
312 | 21X48
313 | 21X48
314 | 21X48
315 | 21X48
316 | 21X48
317 | 21X48
318 | 21X48
319 | 21X48
320 | 21X48
321 | 21X48
322 | 21X48
323 | 21X48
324 | 21X48
325 | 21X48
326 | 21X48
327 | 21X48
328 | 21X48
329 | 21X48
330 | 21X48
331 | 21X48
332 | 21X48
333 | 21X48
334 | 21X48
335 | 21X48
336 | 21X48
337 | 21X48
338 | 21X48
339 | 21X48
340 | 21X48
341 | 21X48
342 | 21X48
343 | 21X48
344 | 21X48
345 | 21X48
346 | 21X48
347 | 21X48
348 | 21X48
349 | 21X48
350 | 21X48
351 | 21X48
352 | 21X55
353 | 21X55
354 | 21X55
355 | 21X55
356 | 21X55
357 | 21X55
358 | 21X55
359 | 21X55
360 | 21X55
361 | 21X55
362 | 21X55
363 | 21X55
364 | 21X55
365 | 21X55
366 | 21X55
367 | 21X55
368 | 21X55
369 | 21X55
370 | 21X55
371 | 21X55
372 | 21X55
373 | 21X55
374 | 21X55
375 | 21X55
376 | 21X55
377 | 21X55
378 | 21X55
379 | 21X55
380 | 21X55
381 | 21X55
382 | 21X55
383 | 21X55
384 | 21X55
385 | 21X55
386 | 21X55
387 | 21X55
388 | 21X55
389 | 21X55
390 | 21X55
391 | 21X55
392 | 21X55
393 | 21X55
394 | 21X55
395 | 21X55
396 | 21X55
397 | 21X55
398 | 21X55
399 | 21X55
400 | 21X55
401 | 21X55
402 | 21X55
403 | 21X55
404 | 21X55
405 | 21X55
406 | 21X55
407 | 21X55
408 | 21X55
409 | 21X55
410 | 21X55
411 | 21X55
412 | 21X55
413 | 21X55
414 | 21X55
415 | 21X55
416 | 21X55
417 | 24X56
418 | 24X56
419 | 24X56
420 | 24X56
421 | 24X56
422 | 24X56
423 | 24X56
424 | 24X56
425 | 24X56
426 | 24X56
427 | 24X56
428 | 24X56
429 | 24X56
430 | 24X56
431 | 24X56
432 | 24X56
433 | 24X56
434 | 24X56
435 | 24X56
436 | 24X56
437 | 24X56
438 | 24X56
439 | 24X56
440 | 24X56
441 | 24X56
442 | 24X56
443 | 24X56
444 | 24X56
445 | 24X56
446 | 24X56
447 | 24X56
448 | 24X56
449 | 24X56
450 | 24X56
451 | 24X56
452 | 24X56
453 | 24X56
454 | 24X56
455 | 24X56
456 | 24X56
457 | 24X56
458 | 24X56
459 | 24X56
460 | 24X56
461 | 24X56
462 | 24X56
463 | 24X56
464 | 24X56
465 | 24X56
466 | 24X56
467 | 24X56
468 | 24X56
469 | 24X56
470 | 24X56
471 | 24X61
472 | 24X61
473 | 24X61
474 | 24X61
475 | 24X61
476 | 24X61
477 | 24X61
478 | 24X61
479 | 24X61
480 | 24X61
481 | 24X61
482 | 24X61
483 | 24X61
484 | 24X61
485 | 24X61
486 | 24X61
487 | 24X61
488 | 24X61
489 | 24X61
490 | 24X61
491 | 24X61
492 | 24X61
493 | 24X61
494 | 24X61
495 | 24X61
496 | 24X61
497 | 24X61
498 | 24X61
499 | 24X61
500 | 24X61
501 | 24X61
502 | 24X61
503 | 24X61
504 | 24X61
505 | 24X61
506 | 24X61
507 | 24X61
508 | 24X61
509 | 24X61
510 | 24X68
511 | 24X68
512 | 24X68
513 | 24X68
514 | 24X68
515 | 24X68
516 | 24X68
517 | 24X68
518 | 24X68
519 | 24X68
520 | 24X68
521 | 24X68
522 | 24X68
523 | 24X68
524 | 24X68
525 | 24X68
526 | 24X68
527 | 24X68
528 | 24X68
529 | 24X68
530 | 24X68
531 | 24X68
532 | 24X68
533 | 24X68
534 | 24X68
535 | 24X68
536 | 24X68
537 | 24X68
538 | 24X68
539 | 24X68
540 | 24X68
541 | 24X68
542 | 24X68
543 | 24X68
544 | 24X68
545 | 24X68
546 | 24X68
547 | 24X68
548 | 24X68
549 | 24X68
550 | 24X68
551 | 24X68
552 | 24X68
553 | 24X68
554 | 24X68
555 | 24X68
556 | 24X68
557 | 24X68
558 | 24X68
559 | 24X68
560 | 24X68
561 | 24X68
562 | 24X68
563 | 24X68
564 | 24X68
565 | 24X68
566 | 24X68
567 | 24X68
568 | 24X68
569 | 24X68
570 | 24X68
571 | 24X68
572 | 24X68
573 | 24X68
574 | 24X68
575 | 24X68
576 | 24X68
577 | 24X68
578 | 24X68
579 | 24X68
580 | 24X68
581 | 24X68
582 | 24X68
583 | 24X68
584 | 24X68
585 | 24X76
586 | 24X76
587 | 24X76
588 | 24X76
589 | 24X76
590 | 24X76
591 | 24X76
592 | 24X76
593 | 24X76
594 | 24X76
595 | 24X76
596 | 24X76
597 | 24X76
598 | 24X76
599 | 24X76
600 | 24X76
601 | 24X76
602 | 24X76
603 | 24X76
604 | 24X76
605 | 24X76
606 | 24X76
607 | 24X76
608 | 24X76
609 | 24X76
610 | 24X76
611 | 24X76
612 | 24X76
613 | 24X76
614 | 24X76
615 | 24X76
616 | 24X76
617 | 24X76
618 | 24X76
619 | 24X76
620 | 24X76
621 | 24X76
622 | 24X76
623 | 24X76
624 | 24X76
625 | 24X76
626 | 24X76
627 | 24X76
628 | 24X76
629 | 24X76
630 | 24X76
631 | 24X76
632 | 24X76
633 | 24X76
634 | 24X76
635 | 24X76
636 | 24X76
637 | 24X76
638 | 24X76
639 | 24X76
640 | 24X76
641 | 24X76
642 | 24X76
643 | 24X76
644 | 24X76
645 | 24X76
646 | 24X76
647 | 24X76
648 | 24X76
649 | 24X76
650 | 24X76
651 | 24X76
652 | 24X76
653 | 24X76
654 | 24X76
655 | 24X76
656 | 24X76
657 | 24X76
658 | 24X76
659 | 24X76
660 | 24X76
661 | 24X84
662 | 24X84
663 | 24X84
664 | 24X84
665 | 24X84
666 | 24X84
667 | 24X84
668 | 24X84
669 | 24X84
670 | 24X84
671 | 24X84
672 | 24X84
673 | 24X84
674 | 24X84
675 | 24X84
676 | 24X84
677 | 24X84
678 | 24X84
679 | 24X84
680 | 24X84
681 | 24X84
682 | 24X84
683 | 24X84
684 | 24X84
685 | 24X84
686 | 24X84
687 | 24X84
688 | 24X84
689 | 24X84
690 | 24X84
691 | 24X84
692 | 24X84
693 | 24X84
694 | 24X84
695 | 24X84
696 | 24X84
697 | 24X84
698 | 24X84
699 | 24X84
700 | 24X84
701 | 24X84
702 | 24X84
703 | 24X84
704 | 24X84
705 | 24X84
706 | 24X84
707 | 24X84
708 | 24X84
709 | 24X84
710 | 24X84
711 | 24X84
712 | 24X84
713 | 24X84
714 | 24X84
715 | 24X84
716 | 24X84
717 | 24X84
718 | 24X84
719 | 24X84
720 | 24X84
721 | 24X84
722 | 24X84
723 | 24X84
724 | 24X84
725 | 24X84
726 | 24X84
727 | 24X84
728 | 24X84
729 | 24X84
730 | 24X84
731 | 24X84
732 | 24X84
733 | 24X84
734 | 24X84
735 | 24X84
736 | 24X84
737 | 24X84
738 | 24X84
739 | 24X84

## BMDB6
BEAM MOMENTS |  | INTERIOR BEAMS | Lu=6 FEET
MOMENT |  | SIZE
100 |  | 12X26
MOMENT | SIZE
10 | 10X16
11 | 10X16
12 | 10X16
13 | 10X16
14 | 10X16
15 | 10X16
16 | 10X16
17 | 10X16
18 | 10X16
19 | 10X16
20 | 10X16
21 | 10X16
22 | 10X16
23 | 10X16
24 | 10X16
25 | 10X16
26 | 10X16
27 | 10X16
28 | 10X16
29 | 10X16
30 | 10X16
31 | 10X16
32 | 10X16
33 | 10X16
34 | 10X16
35 | 10X16
36 | 10X16
37 | 10X16
38 | 10X16
39 | 10X16
40 | 10X16
41 | 10X16
42 | 10X16
43 | 10X16
44 | 10X16
45 | 10X16
46 | 10X16
47 | 10X16
48 | 10X16
49 | 10X16
50 | 10X16
51 | 10X16
52 | 10X16
53 | 10X16
54 | 10X16
55 | 8X18
56 | 8X18
57 | 12X21
58 | 12X21
59 | 12X21
60 | 12X21
61 | 12X21
62 | 12X21
63 | 12X21
64 | 12X21
65 | 12X21
66 | 12X21
67 | 12X21
68 | 12X21
69 | 12X21
70 | 12X21
71 | 12X21
72 | 12X21
73 | 12X21
74 | 12X21
75 | 12X21
76 | 12X21
77 | 12X21
78 | 12X21
79 | 12X21
80 | 12X21
81 | 12X21
82 | 12X21
83 | 12X21
84 | 12X21
85 | 12X21
86 | 12X21
87 | 12X21
88 | 12X26
89 | 12X26
90 | 12X26
91 | 12X26
92 | 12X26
93 | 12X26
94 | 12X26
95 | 12X26
96 | 12X26
97 | 12X26
98 | 12X26
99 | 12X26
100 | 12X26
101 | 12X26
102 | 12X26
103 | 12X26
104 | 12X26
105 | 12X26
106 | 12X26
107 | 12X26
108 | 12X26
109 | 12X26
110 | 12X26
111 | 12X26
112 | 12X26
113 | 12X26
114 | 12X26
115 | 12X26
116 | 12X26
117 | 12X26
118 | 12X26
119 | 12X26
120 | 12X26
121 | 12X26
122 | 12X26
123 | 12X26
124 | 14X30
125 | 14X30
126 | 14X30
127 | 14X30
128 | 14X30
129 | 14X30
130 | 14X30
131 | 14X30
132 | 14X30
133 | 14X30
134 | 14X30
135 | 14X30
136 | 14X30
137 | 14X30
138 | 14X30
139 | 14X30
140 | 14X30
141 | 14X30
142 | 14X30
143 | 14X30
144 | 14X30
145 | 14X30
146 | 14X30
147 | 14X30
148 | 14X30
149 | 14X30
150 | 14X30
151 | 14X30
152 | 14X30
153 | 14X30
154 | 14X30
155 | 14X30
156 | 14X30
157 | 14X34
158 | 14X34
159 | 14X34
160 | 14X34
161 | 14X34
162 | 14X34
163 | 14X34
164 | 14X34
165 | 14X34
166 | 14X34
167 | 14X34
168 | 14X34
169 | 14X34
170 | 14X34
171 | 14X34
172 | 14X34
173 | 14X34
174 | 14X34
175 | 14X34
176 | 14X34
177 | 14X34
178 | 14X34
179 | 14X34
180 | 14X34
181 | 16X36
182 | 16X36
183 | 16X36
184 | 16X36
185 | 16X36
186 | 16X36
187 | 16X36
188 | 16X36
189 | 16X36
190 | 16X36
191 | 16X36
192 | 16X36
193 | 16X36
194 | 16X36
195 | 16X36
196 | 16X36
197 | 16X36
198 | 16X36
199 | 16X36
200 | 16X36
201 | 16X36
202 | 16X36
203 | 16X36
204 | 16X36
205 | 16X36
206 | 16X36
207 | 16X36
208 | 16X36
209 | 16X36
210 | 16X36
211 | 16X36
212 | 16X40
213 | 16X40
214 | 16X40
215 | 16X40
216 | 16X40
217 | 16X40
218 | 16X40
219 | 16X40
220 | 16X40
221 | 16X40
222 | 16X40
223 | 16X40
224 | 16X40
225 | 16X40
226 | 16X40
227 | 16X40
228 | 16X40
229 | 16X40
230 | 16X40
231 | 16X40
232 | 16X40
233 | 16X40
234 | 16X40
235 | 16X40
236 | 16X40
237 | 16X40
238 | 16X40
239 | 16X40
240 | 16X40
241 | 16X40
242 | 18X41
243 | 18X41
244 | 18X41
245 | 18X41
246 | 18X41
247 | 18X41
248 | 18X41
249 | 18X41
250 | 18X41
251 | 18X41
252 | 18X41
253 | 18X41
254 | 18X41
255 | 18X41
256 | 18X41
257 | 18X41
258 | 18X41
259 | 18X41
260 | 18X41
261 | 18X41
262 | 18X41
263 | 18X41
264 | 18X41
265 | 18X45
266 | 18X45
267 | 18X45
268 | 18X45
269 | 18X45
270 | 18X45
271 | 18X45
272 | 18X45
273 | 18X45
274 | 18X45
275 | 18X45
276 | 18X45
277 | 18X45
278 | 18X45
279 | 18X45
280 | 18X45
281 | 18X45
282 | 18X45
283 | 18X45
284 | 18X45
285 | 18X45
286 | 18X45
287 | 18X45
288 | 18X45
289 | 18X45
290 | 18X45
291 | 18X45
292 | 18X45
293 | 18X45
294 | 18X45
295 | 18X45
296 | 18X45
297 | 18X45
298 | 18X45
299 | 18X45
300 | 18X45
301 | 18X45
302 | 21X48
303 | 21X48
304 | 21X48
305 | 21X48
306 | 21X48
307 | 21X48
308 | 21X48
309 | 21X48
310 | 21X48
311 | 21X48
312 | 21X48
313 | 21X48
314 | 21X48
315 | 21X48
316 | 21X48
317 | 21X48
318 | 21X48
319 | 21X48
320 | 21X48
321 | 21X48
322 | 21X48
323 | 21X48
324 | 21X48
325 | 21X48
326 | 21X48
327 | 21X48
328 | 21X48
329 | 21X48
330 | 21X48
331 | 21X48
332 | 21X48
333 | 21X48
334 | 21X48
335 | 21X48
336 | 21X48
337 | 21X48
338 | 21X48
339 | 21X48
340 | 21X48
341 | 21X48
342 | 21X48
343 | 21X48
344 | 21X48
345 | 21X48
346 | 21X48
347 | 21X48
348 | 21X48
349 | 21X48
350 | 21X48
351 | 21X48
352 | 21X55
353 | 21X55
354 | 21X55
355 | 21X55
356 | 21X55
357 | 21X55
358 | 21X55
359 | 21X55
360 | 21X55
361 | 21X55
362 | 21X55
363 | 21X55
364 | 21X55
365 | 21X55
366 | 21X55
367 | 21X55
368 | 21X55
369 | 21X55
370 | 21X55
371 | 21X55
372 | 21X55
373 | 21X55
374 | 21X55
375 | 21X55
376 | 21X55
377 | 21X55
378 | 21X55
379 | 21X55
380 | 21X55
381 | 21X55
382 | 21X55
383 | 21X55
384 | 21X55
385 | 21X55
386 | 21X55
387 | 21X55
388 | 21X55
389 | 21X55
390 | 21X55
391 | 21X55
392 | 21X55
393 | 21X55
394 | 21X55
395 | 21X55
396 | 21X55
397 | 21X55
398 | 21X55
399 | 21X55
400 | 21X55
401 | 21X55
402 | 21X55
403 | 21X55
404 | 21X55
405 | 21X55
406 | 21X55
407 | 21X55
408 | 21X55
409 | 21X55
410 | 21X55
411 | 21X55
412 | 21X55
413 | 21X55
414 | 21X55
415 | 21X55
416 | 21X55
417 | 24X56
418 | 24X56
419 | 24X56
420 | 24X56
421 | 24X56
422 | 24X56
423 | 24X56
424 | 24X56
425 | 24X56
426 | 24X56
427 | 24X56
428 | 24X56
429 | 24X56
430 | 24X56
431 | 24X56
432 | 24X56
433 | 24X56
434 | 24X56
435 | 24X56
436 | 24X56
437 | 24X56
438 | 24X56
439 | 24X56
440 | 24X56
441 | 24X56
442 | 24X56
443 | 24X56
444 | 24X56
445 | 24X56
446 | 24X56
447 | 24X56
448 | 24X56
449 | 24X56
450 | 24X56
451 | 24X56
452 | 24X56
453 | 24X56
454 | 24X56
455 | 24X56
456 | 24X56
457 | 24X56
458 | 24X56
459 | 24X56
460 | 24X56
461 | 24X56
462 | 24X56
463 | 24X56
464 | 24X56
465 | 24X56
466 | 24X56
467 | 24X56
468 | 24X56
469 | 24X56
470 | 24X56
471 | 24X61
472 | 24X61
473 | 24X61
474 | 24X61
475 | 24X61
476 | 24X61
477 | 24X61
478 | 24X61
479 | 24X61
480 | 24X61
481 | 24X61
482 | 24X61
483 | 24X61
484 | 24X61
485 | 24X61
486 | 24X61
487 | 24X61
488 | 24X61
489 | 24X61
490 | 24X61
491 | 24X61
492 | 24X61
493 | 24X61
494 | 24X61
495 | 24X61
496 | 24X61
497 | 24X61
498 | 24X61
499 | 24X61
500 | 24X61
501 | 24X61
502 | 24X61
503 | 24X61
504 | 24X61
505 | 24X61
506 | 24X61
507 | 24X61
508 | 24X61
509 | 24X61
510 | 24X68
511 | 24X68
512 | 24X68
513 | 24X68
514 | 24X68
515 | 24X68
516 | 24X68
517 | 24X68
518 | 24X68
519 | 24X68
520 | 24X68
521 | 24X68
522 | 24X68
523 | 24X68
524 | 24X68
525 | 24X68
526 | 24X68
527 | 24X68
528 | 24X68
529 | 24X68
530 | 24X68
531 | 24X68
532 | 24X68
533 | 24X68
534 | 24X68
535 | 24X68
536 | 24X68
537 | 24X68
538 | 24X68
539 | 24X68
540 | 24X68
541 | 24X68
542 | 24X68
543 | 24X68
544 | 24X68
545 | 24X68
546 | 24X68
547 | 24X68
548 | 24X68
549 | 24X68
550 | 24X68
551 | 24X68
552 | 24X68
553 | 24X68
554 | 24X68
555 | 24X68
556 | 24X68
557 | 24X68
558 | 24X68
559 | 24X68
560 | 24X68
561 | 24X68
562 | 24X68
563 | 24X68
564 | 24X68
565 | 24X68
566 | 24X68
567 | 24X68
568 | 24X68
569 | 24X68
570 | 24X68
571 | 24X68
572 | 24X68
573 | 24X68
574 | 24X68
575 | 24X68
576 | 24X68
577 | 24X68
578 | 24X68
579 | 24X68
580 | 24X68
581 | 24X68
582 | 24X68
583 | 24X68
584 | 24X68
585 | 24X76
586 | 24X76
587 | 24X76
588 | 24X76
589 | 24X76
590 | 24X76
591 | 24X76
592 | 24X76
593 | 24X76
594 | 24X76
595 | 24X76
596 | 24X76
597 | 24X76
598 | 24X76
599 | 24X76
600 | 24X76
601 | 24X76
602 | 24X76
603 | 24X76
604 | 24X76
605 | 24X76
606 | 24X76
607 | 24X76
608 | 24X76
609 | 24X76
610 | 24X76
611 | 24X76
612 | 24X76
613 | 24X76
614 | 24X76
615 | 24X76
616 | 24X76
617 | 24X76
618 | 24X76
619 | 24X76
620 | 24X76
621 | 24X76
622 | 24X76
623 | 24X76
624 | 24X76
625 | 24X76
626 | 24X76
627 | 24X76
628 | 24X76
629 | 24X76
630 | 24X76
631 | 24X76
632 | 24X76
633 | 24X76
634 | 24X76
635 | 24X76
636 | 24X76
637 | 24X76
638 | 24X76
639 | 24X76
640 | 24X76
641 | 24X76
642 | 24X76
643 | 24X76
644 | 24X76
645 | 24X76
646 | 24X76
647 | 24X76
648 | 24X76
649 | 24X76
650 | 24X76
651 | 24X76
652 | 24X76
653 | 24X76
654 | 24X76
655 | 24X76
656 | 24X76
657 | 24X76
658 | 24X76
659 | 24X76
660 | 24X76
661 | 24X84
662 | 24X84
663 | 24X84
664 | 24X84
665 | 24X84
666 | 24X84
667 | 24X84
668 | 24X84
669 | 24X84
670 | 24X84
671 | 24X84
672 | 24X84
673 | 24X84
674 | 24X84
675 | 24X84
676 | 24X84
677 | 24X84
678 | 24X84
679 | 24X84
680 | 24X84
681 | 24X84
682 | 24X84
683 | 24X84
684 | 24X84
685 | 24X84
686 | 24X84
687 | 24X84
688 | 24X84
689 | 24X84
690 | 24X84
691 | 24X84
692 | 24X84
693 | 24X84
694 | 24X84
695 | 24X84
696 | 24X84
697 | 24X84
698 | 24X84
699 | 24X84
700 | 24X84
701 | 24X84
702 | 24X84
703 | 24X84
704 | 24X84
705 | 24X84
706 | 24X84
707 | 24X84
708 | 24X84
709 | 24X84
710 | 24X84
711 | 24X84
712 | 24X84
713 | 24X84
714 | 24X84
715 | 24X84
716 | 24X84
717 | 24X84
718 | 24X84
719 | 24X84
720 | 24X84
721 | 24X84
722 | 24X84
723 | 24X84
724 | 24X84
725 | 24X84
726 | 24X84
727 | 24X84
728 | 24X84
729 | 24X84
730 | 24X84
731 | 24X84
732 | 24X84
733 | 24X84
734 | 24X84
735 | 24X84
736 | 24X84
737 | 24X84
738 | 24X84
739 | 24X84

## BMDB10
BEAM MOMENTS |  | INTERIOR BEAMS | Lu=10 FEET
MOMENT |  | SIZE
264 |  | 18X45
MOMENT | SIZE
10 | 12X21
11 | 12X21
12 | 12X21
13 | 12X21
14 | 12X21
15 | 12X21
16 | 12X21
17 | 12X21
18 | 12X21
19 | 12X21
20 | 12X21
21 | 12X21
22 | 12X21
23 | 12X21
24 | 12X21
25 | 12X21
26 | 12X21
27 | 12X21
28 | 12X21
29 | 12X21
30 | 12X21
31 | 12X21
32 | 12X21
33 | 12X21
34 | 12X21
35 | 12X21
36 | 12X21
37 | 12X21
38 | 12X21
39 | 12X21
40 | 12X21
41 | 12X21
42 | 12X21
43 | 12X21
44 | 12X21
45 | 12X21
46 | 12X21
47 | 12X21
48 | 12X21
49 | 12X21
50 | 12X21
51 | 12X21
52 | 12X21
53 | 12X21
54 | 12X21
55 | 12X21
56 | 12X21
57 | 12X21
58 | 12X21
59 | 12X21
60 | 12X21
61 | 12X21
62 | 12X21
63 | 12X21
64 | 12X21
65 | 12X21
66 | 12X21
67 | 12X21
68 | 12X21
69 | 12X21
70 | 12X21
71 | 12X21
72 | 12X21
73 | 12X21
74 | 12X21
75 | 12X21
76 | 12X21
77 | 12X21
78 | 12X21
79 | 12X21
80 | 12X21
81 | 12X21
82 | 12X26
83 | 12X26
84 | 12X26
85 | 12X26
86 | 12X26
87 | 12X26
88 | 12X26
89 | 12X26
90 | 12X26
91 | 12X26
92 | 12X26
93 | 12X26
94 | 12X26
95 | 12X26
96 | 12X26
97 | 12X26
98 | 12X26
99 | 12X26
100 | 12X26
101 | 12X26
102 | 12X26
103 | 12X26
104 | 12X26
105 | 12X26
106 | 12X26
107 | 12X26
108 | 12X26
109 | 12X26
110 | 12X26
111 | 12X26
112 | 12X26
113 | 12X26
114 | 14X30
115 | 14X30
116 | 14X30
117 | 14X30
118 | 14X30
119 | 14X30
120 | 14X30
121 | 14X30
122 | 14X30
123 | 14X30
124 | 14X30
125 | 14X30
126 | 14X30
127 | 14X30
128 | 14X30
129 | 14X30
130 | 14X30
131 | 14X30
132 | 14X30
133 | 14X30
134 | 14X30
135 | 14X30
136 | 14X30
137 | 14X30
138 | 14X30
139 | 14X30
140 | 14X30
141 | 14X30
142 | 14X30
143 | 14X30
144 | 14X30
145 | 14X34
146 | 14X34
147 | 14X34
148 | 14X34
149 | 14X34
150 | 14X34
151 | 14X34
152 | 14X34
153 | 14X34
154 | 14X34
155 | 14X34
156 | 14X34
157 | 14X34
158 | 14X34
159 | 14X34
160 | 14X34
161 | 14X34
162 | 14X34
163 | 14X34
164 | 14X34
165 | 14X34
166 | 14X34
167 | 14X34
168 | 14X34
169 | 16X36
170 | 16X36
171 | 16X36
172 | 16X36
173 | 16X36
174 | 16X36
175 | 16X36
176 | 16X36
177 | 16X36
178 | 16X36
179 | 16X36
180 | 16X36
181 | 16X36
182 | 16X36
183 | 16X36
184 | 16X36
185 | 16X36
186 | 16X36
187 | 16X36
188 | 16X36
189 | 16X36
190 | 16X36
191 | 16X36
192 | 16X36
193 | 16X36
194 | 16X36
195 | 16X36
196 | 16X36
197 | 16X40
198 | 16X40
199 | 16X40
200 | 16X40
201 | 16X40
202 | 16X40
203 | 16X40
204 | 16X40
205 | 16X40
206 | 16X40
207 | 16X40
208 | 16X40
209 | 16X40
210 | 16X40
211 | 16X40
212 | 16X40
213 | 16X40
214 | 16X40
215 | 16X40
216 | 16X40
217 | 16X40
218 | 16X40
219 | 16X40
220 | 16X40
221 | 16X40
222 | 16X40
223 | 16X40
224 | 16X40
225 | 16X40
226 | 16X40
227 | 16X40
228 | 18X41
229 | 18X41
230 | 18X41
231 | 18X41
232 | 18X41
233 | 18X41
234 | 18X41
235 | 18X41
236 | 18X41
237 | 18X41
238 | 18X41
239 | 18X41
240 | 18X41
241 | 18X41
242 | 18X41
243 | 18X41
244 | 18X41
245 | 18X41
246 | 18X41
247 | 18X41
248 | 18X41
249 | 18X41
250 | 18X45
251 | 18X45
252 | 18X45
253 | 18X45
254 | 18X45
255 | 18X45
256 | 18X45
257 | 18X45
258 | 18X45
259 | 18X45
260 | 18X45
261 | 18X45
262 | 18X45
263 | 18X45
264 | 18X45
265 | 18X45
266 | 18X45
267 | 18X45
268 | 18X45
269 | 18X45
270 | 18X45
271 | 18X45
272 | 18X45
273 | 18X45
274 | 18X45
275 | 18X45
276 | 18X45
277 | 18X45
278 | 18X45
279 | 18X45
280 | 18X45
281 | 18X45
282 | 18X45
283 | 18X45
284 | 18X45
285 | 18X45
286 | 18X45
287 | 18X45
288 | 21X48
289 | 21X48
290 | 21X48
291 | 21X48
292 | 21X48
293 | 21X48
294 | 21X48
295 | 21X48
296 | 21X48
297 | 21X48
298 | 21X48
299 | 21X48
300 | 21X48
301 | 21X48
302 | 21X48
303 | 21X48
304 | 21X48
305 | 21X48
306 | 21X48
307 | 21X48
308 | 21X48
309 | 21X48
310 | 21X48
311 | 21X48
312 | 21X48
313 | 21X48
314 | 21X48
315 | 21X48
316 | 21X48
317 | 21X48
318 | 21X48
319 | 21X48
320 | 21X48
321 | 21X48
322 | 21X48
323 | 21X48
324 | 21X48
325 | 21X48
326 | 21X48
327 | 21X48
328 | 21X48
329 | 21X48
330 | 21X48
331 | 21X48
332 | 21X48
333 | 21X48
334 | 21X48
335 | 21X48
336 | 21X48
337 | 21X48
338 | 21X48
339 | 21X48
340 | 21X55
341 | 21X55
342 | 21X55
343 | 21X55
344 | 21X55
345 | 21X55
346 | 21X55
347 | 21X55
348 | 21X55
349 | 21X55
350 | 21X55
351 | 21X55
352 | 21X55
353 | 21X55
354 | 21X55
355 | 21X55
356 | 21X55
357 | 21X55
358 | 21X55
359 | 21X55
360 | 21X55
361 | 21X55
362 | 21X55
363 | 21X55
364 | 21X55
365 | 21X55
366 | 21X55
367 | 21X55
368 | 21X55
369 | 21X55
370 | 21X55
371 | 21X55
372 | 21X55
373 | 21X55
374 | 21X55
375 | 21X55
376 | 21X55
377 | 21X55
378 | 21X55
379 | 21X55
380 | 21X55
381 | 21X55
382 | 21X55
383 | 21X55
384 | 21X55
385 | 21X55
386 | 21X55
387 | 21X55
388 | 21X55
389 | 21X55
390 | 21X55
391 | 21X55
392 | 21X55
393 | 21X55
394 | 21X55
395 | 21X55
396 | 21X55
397 | 21X55
398 | 21X55
399 | 21X55
400 | 21X55
401 | 21X55
402 | 21X55
403 | 21X55
404 | 21X55
405 | 21X55
406 | 21X55
407 | 21X55
408 | 24X56
409 | 24X56
410 | 24X56
411 | 24X56
412 | 24X56
413 | 24X56
414 | 24X56
415 | 24X56
416 | 24X56
417 | 24X56
418 | 24X56
419 | 24X56
420 | 24X56
421 | 24X56
422 | 24X56
423 | 24X56
424 | 24X56
425 | 24X56
426 | 24X56
427 | 24X56
428 | 24X56
429 | 24X56
430 | 24X56
431 | 24X56
432 | 24X56
433 | 24X56
434 | 24X56
435 | 24X56
436 | 24X56
437 | 24X56
438 | 24X56
439 | 24X56
440 | 24X56
441 | 24X56
442 | 24X56
443 | 24X56
444 | 24X56
445 | 24X56
446 | 24X56
447 | 24X56
448 | 24X56
449 | 24X56
450 | 24X56
451 | 24X56
452 | 24X56
453 | 24X56
454 | 24X56
455 | 24X56
456 | 24X56
457 | 24X56
458 | 24X56
459 | 24X56
460 | 24X56
461 | 24X56
462 | 24X56
463 | 24X56
464 | 24X56
465 | 24X56
466 | 24X56
467 | 24X56
468 | 24X61
469 | 24X61
470 | 24X61
471 | 24X61
472 | 24X61
473 | 24X61
474 | 24X61
475 | 24X61
476 | 24X61
477 | 24X61
478 | 24X61
479 | 24X61
480 | 24X61
481 | 24X61
482 | 24X61
483 | 24X61
484 | 24X61
485 | 24X61
486 | 24X61
487 | 24X61
488 | 24X61
489 | 24X61
490 | 24X61
491 | 24X61
492 | 24X61
493 | 24X61
494 | 24X61
495 | 24X61
496 | 24X61
497 | 24X61
498 | 24X61
499 | 24X61
500 | 24X61
501 | 24X61
502 | 24X61
503 | 24X61
504 | 24X61
505 | 24X61
506 | 24X61
507 | 24X61
508 | 24X68
509 | 24X68
510 | 24X68
511 | 24X68
512 | 24X68
513 | 24X68
514 | 24X68
515 | 24X68
516 | 24X68
517 | 24X68
518 | 24X68
519 | 24X68
520 | 24X68
521 | 24X68
522 | 24X68
523 | 24X68
524 | 24X68
525 | 24X68
526 | 24X68
527 | 24X68
528 | 24X68
529 | 24X68
530 | 24X68
531 | 24X68
532 | 24X68
533 | 24X68
534 | 24X68
535 | 24X68
536 | 24X68
537 | 24X68
538 | 24X68
539 | 24X68
540 | 24X68
541 | 24X68
542 | 24X68
543 | 24X68
544 | 24X68
545 | 24X68
546 | 24X68
547 | 24X68
548 | 24X68
549 | 24X68
550 | 24X68
551 | 24X68
552 | 24X68
553 | 24X68
554 | 24X68
555 | 24X68
556 | 24X68
557 | 24X68
558 | 24X68
559 | 24X68
560 | 24X68
561 | 24X68
562 | 24X68
563 | 24X68
564 | 24X68
565 | 24X68
566 | 24X68
567 | 24X68
568 | 24X68
569 | 24X68
570 | 24X68
571 | 24X68
572 | 24X68
573 | 24X68
574 | 24X68
575 | 24X68
576 | 24X68
577 | 24X68
578 | 24X68
579 | 24X68
580 | 24X68
581 | 24X68
582 | 24X68
583 | 24X68
584 | 24X68
585 | 24X76
586 | 24X76
587 | 24X76
588 | 24X76
589 | 24X76
590 | 24X76
591 | 24X76
592 | 24X76
593 | 24X76
594 | 24X76
595 | 24X76
596 | 24X76
597 | 24X76
598 | 24X76
599 | 24X76
600 | 24X76
601 | 24X76
602 | 24X76
603 | 24X76
604 | 24X76
605 | 24X76
606 | 24X76
607 | 24X76
608 | 24X76
609 | 24X76
610 | 24X76
611 | 24X76
612 | 24X76
613 | 24X76
614 | 24X76
615 | 24X76
616 | 24X76
617 | 24X76
618 | 24X76
619 | 24X76
620 | 24X76
621 | 24X76
622 | 24X76
623 | 24X76
624 | 24X76
625 | 24X76
626 | 24X76
627 | 24X76
628 | 24X76
629 | 24X76
630 | 24X76
631 | 24X76
632 | 24X76
633 | 24X76
634 | 24X76
635 | 24X76
636 | 24X76
637 | 24X76
638 | 24X76
639 | 24X76
640 | 24X76
641 | 24X76
642 | 24X76
643 | 24X76
644 | 24X76
645 | 24X76
646 | 24X76
647 | 24X76
648 | 24X76
649 | 24X76
650 | 24X76
651 | 24X76
652 | 24X76
653 | 24X76
654 | 24X76
655 | 24X76
656 | 24X76
657 | 24X76
658 | 24X76
659 | 24X76
660 | 24X76
661 | 24X84
662 | 24X84
663 | 24X84
664 | 24X84
665 | 24X84
666 | 24X84
667 | 24X84
668 | 24X84
669 | 24X84
670 | 24X84
671 | 24X84
672 | 24X84
673 | 24X84
674 | 24X84
675 | 24X84
676 | 24X84
677 | 24X84
678 | 24X84
679 | 24X84
680 | 24X84
681 | 24X84
682 | 24X84
683 | 24X84
684 | 24X84
685 | 24X84
686 | 24X84
687 | 24X84
688 | 24X84
689 | 24X84
690 | 24X84
691 | 24X84
692 | 24X84
693 | 24X84
694 | 24X84
695 | 24X84
696 | 24X84
697 | 24X84
698 | 24X84
699 | 24X84
700 | 24X84
701 | 24X84
702 | 24X84
703 | 24X84
704 | 24X84
705 | 24X84
706 | 24X84
707 | 24X84
708 | 24X84
709 | 24X84
710 | 24X84
711 | 24X84
712 | 24X84
713 | 24X84
714 | 24X84
715 | 24X84
716 | 24X84
717 | 24X84
718 | 24X84
719 | 24X84
720 | 24X84
721 | 24X84
722 | 24X84
723 | 24X84
724 | 24X84
725 | 24X84
726 | 24X84
727 | 24X84
728 | 24X84
729 | 24X84
730 | 24X84
731 | 24X84
732 | 24X84
733 | 24X84
734 | 24X84
735 | 24X84
736 | 24X84
737 | 24X84
738 | 24X84
739 | 24X84

## BMDB12
BEAM MOMENTS |  | INTERIOR BEAMS | Lu=12 FEET
MOMENT |  | SIZE
264 |  | 18X45
MOMENT | SIZE
10 | 12X21
11 | 12X21
12 | 12X21
13 | 12X21
14 | 12X21
15 | 12X21
16 | 12X21
17 | 12X21
18 | 12X21
19 | 12X21
20 | 12X21
21 | 12X21
22 | 12X21
23 | 12X21
24 | 12X21
25 | 12X21
26 | 12X21
27 | 12X21
28 | 12X21
29 | 12X21
30 | 12X21
31 | 12X21
32 | 12X21
33 | 12X21
34 | 12X21
35 | 12X21
36 | 12X21
37 | 12X21
38 | 12X21
39 | 12X21
40 | 12X21
41 | 12X21
42 | 12X21
43 | 12X21
44 | 12X21
45 | 12X21
46 | 12X21
47 | 12X21
48 | 12X21
49 | 12X21
50 | 12X21
51 | 12X21
52 | 12X21
53 | 12X21
54 | 12X21
55 | 12X21
56 | 12X21
57 | 12X21
58 | 12X21
59 | 12X21
60 | 12X21
61 | 12X21
62 | 12X21
63 | 12X21
64 | 12X21
65 | 12X21
66 | 12X21
67 | 12X21
68 | 12X21
69 | 12X21
70 | 12X21
71 | 12X21
72 | 12X21
73 | 12X21
74 | 12X26
75 | 12X26
76 | 12X26
77 | 12X26
78 | 12X26
79 | 12X26
80 | 12X26
81 | 12X26
82 | 12X26
83 | 12X26
84 | 12X26
85 | 12X26
86 | 12X26
87 | 12X26
88 | 12X26
89 | 12X26
90 | 12X26
91 | 12X26
92 | 12X26
93 | 12X26
94 | 12X26
95 | 12X26
96 | 12X26
97 | 12X26
98 | 12X26
99 | 12X26
100 | 12X26
101 | 12X26
102 | 12X26
103 | 14X30
104 | 14X30
105 | 14X30
106 | 14X30
107 | 14X30
108 | 14X30
109 | 14X30
110 | 14X30
111 | 14X30
112 | 14X30
113 | 14X30
114 | 14X30
115 | 14X30
116 | 14X30
117 | 14X30
118 | 14X30
119 | 14X30
120 | 14X30
121 | 14X30
122 | 14X30
123 | 14X30
124 | 14X30
125 | 14X30
126 | 14X30
127 | 14X30
128 | 14X30
129 | 14X30
130 | 14X30
131 | 14X34
132 | 14X34
133 | 14X34
134 | 14X34
135 | 14X34
136 | 14X34
137 | 14X34
138 | 14X34
139 | 14X34
140 | 14X34
141 | 14X34
142 | 14X34
143 | 14X34
144 | 14X34
145 | 14X34
146 | 14X34
147 | 14X34
148 | 14X34
149 | 14X34
150 | 14X34
151 | 14X34
152 | 14X34
153 | 14X34
154 | 14X34
155 | 16X36
156 | 16X36
157 | 16X36
158 | 16X36
159 | 16X36
160 | 16X36
161 | 16X36
162 | 16X36
163 | 16X36
164 | 16X36
165 | 16X36
166 | 16X36
167 | 16X36
168 | 16X36
169 | 16X36
170 | 16X36
171 | 16X36
172 | 16X36
173 | 16X36
174 | 16X36
175 | 16X36
176 | 16X36
177 | 16X36
178 | 16X36
179 | 16X40
180 | 16X40
181 | 16X40
182 | 16X40
183 | 16X40
184 | 16X40
185 | 16X40
186 | 16X40
187 | 16X40
188 | 16X40
189 | 16X40
190 | 16X40
191 | 16X40
192 | 16X40
193 | 16X40
194 | 16X40
195 | 16X40
196 | 16X40
197 | 16X40
198 | 16X40
199 | 16X40
200 | 16X40
201 | 16X40
202 | 16X40
203 | 16X40
204 | 16X40
205 | 16X40
206 | 16X40
207 | 16X40
208 | 16X40
209 | 18X41
210 | 18X41
211 | 18X41
212 | 18X41
213 | 18X41
214 | 18X41
215 | 18X41
216 | 18X41
217 | 18X41
218 | 18X41
219 | 18X41
220 | 18X41
221 | 18X41
222 | 18X41
223 | 18X41
224 | 18X41
225 | 18X41
226 | 18X41
227 | 18X41
228 | 18X45
229 | 18X45
230 | 18X45
231 | 18X45
232 | 18X45
233 | 18X45
234 | 18X45
235 | 18X45
236 | 18X45
237 | 18X45
238 | 18X45
239 | 18X45
240 | 18X45
241 | 18X45
242 | 18X45
243 | 18X45
244 | 18X45
245 | 18X45
246 | 18X45
247 | 18X45
248 | 18X45
249 | 18X45
250 | 18X45
251 | 18X45
252 | 18X45
253 | 18X45
254 | 18X45
255 | 18X45
256 | 18X45
257 | 18X45
258 | 18X45
259 | 18X45
260 | 18X45
261 | 18X45
262 | 18X45
263 | 18X45
264 | 18X45
265 | 21X48
266 | 21X48
267 | 21X48
268 | 21X48
269 | 21X48
270 | 21X48
271 | 21X48
272 | 21X48
273 | 21X48
274 | 21X48
275 | 21X48
276 | 21X48
277 | 21X48
278 | 21X48
279 | 21X48
280 | 21X48
281 | 21X48
282 | 21X48
283 | 21X48
284 | 21X48
285 | 21X48
286 | 21X48
287 | 21X48
288 | 21X48
289 | 21X48
290 | 21X48
291 | 21X48
292 | 21X48
293 | 21X48
294 | 21X48
295 | 21X48
296 | 21X48
297 | 21X48
298 | 21X48
299 | 21X48
300 | 21X48
301 | 21X48
302 | 21X48
303 | 21X48
304 | 21X48
305 | 21X48
306 | 21X48
307 | 21X48
308 | 21X48
309 | 21X48
310 | 21X48
311 | 21X48
312 | 21X48
313 | 21X48
314 | 21X55
315 | 21X55
316 | 21X55
317 | 21X55
318 | 21X55
319 | 21X55
320 | 21X55
321 | 21X55
322 | 21X55
323 | 21X55
324 | 21X55
325 | 21X55
326 | 21X55
327 | 21X55
328 | 21X55
329 | 21X55
330 | 21X55
331 | 21X55
332 | 21X55
333 | 21X55
334 | 21X55
335 | 21X55
336 | 21X55
337 | 21X55
338 | 21X55
339 | 21X55
340 | 21X55
341 | 21X55
342 | 21X55
343 | 21X55
344 | 21X55
345 | 21X55
346 | 21X55
347 | 21X55
348 | 21X55
349 | 21X55
350 | 21X55
351 | 21X55
352 | 21X55
353 | 21X55
354 | 21X55
355 | 21X55
356 | 21X55
357 | 21X55
358 | 21X55
359 | 21X55
360 | 21X55
361 | 21X55
362 | 21X55
363 | 21X55
364 | 21X55
365 | 21X55
366 | 21X55
367 | 21X55
368 | 21X55
369 | 21X55
370 | 21X55
371 | 21X55
372 | 21X55
373 | 21X55
374 | 21X55
375 | 21X55
376 | 21X55
377 | 21X55
378 | 21X55
379 | 24X56
380 | 24X56
381 | 24X56
382 | 24X56
383 | 24X56
384 | 24X56
385 | 24X56
386 | 24X56
387 | 24X56
388 | 24X56
389 | 24X56
390 | 24X56
391 | 24X56
392 | 24X56
393 | 24X56
394 | 24X56
395 | 24X56
396 | 24X56
397 | 24X56
398 | 24X56
399 | 24X56
400 | 24X56
401 | 24X56
402 | 24X56
403 | 24X56
404 | 24X56
405 | 24X56
406 | 24X56
407 | 24X56
408 | 24X56
409 | 24X56
410 | 24X56
411 | 24X56
412 | 24X56
413 | 24X56
414 | 24X56
415 | 24X56
416 | 24X56
417 | 24X56
418 | 24X56
419 | 24X56
420 | 24X56
421 | 24X56
422 | 24X56
423 | 24X56
424 | 24X56
425 | 24X56
426 | 24X56
427 | 24X56
428 | 24X56
429 | 24X56
430 | 24X56
431 | 24X56
432 | 24X56
433 | 24X56
434 | 24X56
435 | 24X56
436 | 24X56
437 | 24X56
438 | 24X61
439 | 24X61
440 | 24X61
441 | 24X61
442 | 24X61
443 | 24X61
444 | 24X61
445 | 24X61
446 | 24X61
447 | 24X61
448 | 24X61
449 | 24X61
450 | 24X61
451 | 24X61
452 | 24X61
453 | 24X61
454 | 24X61
455 | 24X61
456 | 24X61
457 | 24X61
458 | 24X61
459 | 24X61
460 | 24X61
461 | 24X61
462 | 24X61
463 | 24X61
464 | 24X61
465 | 24X61
466 | 24X61
467 | 24X61
468 | 24X61
469 | 24X61
470 | 24X61
471 | 24X61
472 | 24X61
473 | 24X61
474 | 24X61
475 | 24X61
476 | 24X68
477 | 24X68
478 | 24X68
479 | 24X68
480 | 24X68
481 | 24X68
482 | 24X68
483 | 24X68
484 | 24X68
485 | 24X68
486 | 24X68
487 | 24X68
488 | 24X68
489 | 24X68
490 | 24X68
491 | 24X68
492 | 24X68
493 | 24X68
494 | 24X68
495 | 24X68
496 | 24X68
497 | 24X68
498 | 24X68
499 | 24X68
500 | 24X68
501 | 24X68
502 | 24X68
503 | 24X68
504 | 24X68
505 | 24X68
506 | 24X68
507 | 24X68
508 | 24X68
509 | 24X68
510 | 24X68
511 | 24X68
512 | 24X68
513 | 24X68
514 | 24X68
515 | 24X68
516 | 24X68
517 | 24X68
518 | 24X68
519 | 24X68
520 | 24X68
521 | 24X68
522 | 24X68
523 | 24X68
524 | 24X68
525 | 24X68
526 | 24X68
527 | 24X68
528 | 24X68
529 | 24X68
530 | 24X68
531 | 24X68
532 | 24X68
533 | 24X68
534 | 24X68
535 | 24X68
536 | 24X68
537 | 24X68
538 | 24X68
539 | 24X68
540 | 24X68
541 | 24X68
542 | 24X68
543 | 24X68
544 | 24X68
545 | 24X68
546 | 24X68
547 | 24X68
548 | 24X68
549 | 24X68
550 | 24X68
551 | 24X68
552 | 24X76
553 | 24X76
554 | 24X76
555 | 24X76
556 | 24X76
557 | 24X76
558 | 24X76
559 | 24X76
560 | 24X76
561 | 24X76
562 | 24X76
563 | 24X76
564 | 24X76
565 | 24X76
566 | 24X76
567 | 24X76
568 | 24X76
569 | 24X76
570 | 24X76
571 | 24X76
572 | 24X76
573 | 24X76
574 | 24X76
575 | 24X76
576 | 24X76
577 | 24X76
578 | 24X76
579 | 24X76
580 | 24X76
581 | 24X76
582 | 24X76
583 | 24X76
584 | 24X76
585 | 24X76
586 | 24X76
587 | 24X76
588 | 24X76
589 | 24X76
590 | 24X76
591 | 24X76
592 | 24X76
593 | 24X76
594 | 24X76
595 | 24X76
596 | 24X76
597 | 24X76
598 | 24X76
599 | 24X76
600 | 24X76
601 | 24X76
602 | 24X76
603 | 24X76
604 | 24X76
605 | 24X76
606 | 24X76
607 | 24X76
608 | 24X76
609 | 24X76
610 | 24X76
611 | 24X76
612 | 24X76
613 | 24X76
614 | 24X76
615 | 24X76
616 | 24X76
617 | 24X76
618 | 24X76
619 | 24X76
620 | 24X76
621 | 24X76
622 | 24X76
623 | 24X76
624 | 24X76
625 | 24X76
626 | 24X76
627 | 24X76
628 | 24X76
629 | 24X76
630 | 24X84
631 | 24X84
632 | 24X84
633 | 24X84
634 | 24X84
635 | 24X84
636 | 24X84
637 | 24X84
638 | 24X84
639 | 24X84
640 | 24X84
641 | 24X84
642 | 24X84
643 | 24X84
644 | 24X84
645 | 24X84
646 | 24X84
647 | 24X84
648 | 24X84
649 | 24X84
650 | 24X84
651 | 24X84
652 | 24X84
653 | 24X84
654 | 24X84
655 | 24X84
656 | 24X84
657 | 24X84
658 | 24X84
659 | 24X84
660 | 24X84
661 | 24X84
662 | 24X84
663 | 24X84
664 | 24X84
665 | 24X84
666 | 24X84
667 | 24X84
668 | 24X84
669 | 24X84
670 | 24X84
671 | 24X84
672 | 24X84
673 | 24X84
674 | 24X84
675 | 24X84
676 | 24X84
677 | 24X84
678 | 24X84
679 | 24X84
680 | 24X84
681 | 24X84
682 | 24X84
683 | 24X84
684 | 24X84
685 | 24X84
686 | 24X84
687 | 24X84
688 | 24X84
689 | 24X84
690 | 24X84
691 | 24X84
692 | 24X84
693 | 24X84
694 | 24X84
695 | 24X84
696 | 24X84
697 | 24X84
698 | 24X84
699 | 24X84
700 | 24X84
701 | 24X84
702 | 24X84
703 | 24X84
704 | 24X84
705 | 24X84
706 | 24X84
707 | 24X84
708 | 24X84
709 | 24X84
710 | 24X84
711 | 24X84
712 | 24X94
713 | 24X94
714 | 24X94
715 | 24X94
716 | 24X94
717 | 24X94
718 | 24X94
719 | 24X94
720 | 24X94
721 | 24X94
722 | 24X94
723 | 24X94
724 | 24X94
725 | 24X94
726 | 24X94
727 | 24X94
728 | 24X94
729 | 24X94
730 | 24X94
731 | 24X94
732 | 24X94
733 | 24X94
734 | 24X94
735 | 24X94
736 | 24X94
737 | 24X94
738 | 24X94
739 | 24X94

## CLIMATIC
LOCATION |  |  |  |  | Ss | Sr | 1/10 | 1/30
TORONTO |  |  |  |  | 0.8 | 0.4 | 0.39 | 0.48
|  | LOCATION | Ss | Sr | 1/10 | 1/30
| 1 | AJAX | 0.9 | 0.4 | 0.43 | 0.52
| 2 | BARRIE | 2.3 | 0.4 | 0.21 | 0.29
| 3 | BRAMPTON | 1.2 | 0.4 | 0.32 | 0.39
| 4 | BOLTON | 1.3 | 0.4 | 0.29 | 0.37
| 5 | BRANTFORD | 1.2 | 0.4 | 0.31 | 0.37
| 6 | BURLINGTON | 0.8 | 0.4 | 0.36 | 0.43
| 7 | CAMBRIDGE | 1.5 | 0.4 | 0.26 | 0.32
| 8 | CHATHAM | 0.9 | 0.4 | 0.32 | 0.39
| 9 | GUELPH | 1.7 | 0.4 | 0.25 | 0.3
| 10 | GEORGETOWN | 1.3 | 0.4 | 0.27 | 0.34
| 11 | ETOBICOKE | 1 | 0.4 | 0.39 | 0.48
| 12 | HAMILTON | 0.8 | 0.4 | 0.36 | 0.43
| 13 | HUNTSVILLE | 2.7 | 0.4 | 0.19 | 0.25
| 14 | KINGSTON | 1.9 | 0.4 | 0.35 | 0.43
| 15 | KITCHENER | 1.8 | 0.4 | 0.27 | 0.34
| 16 | LONDON | 1.7 | 0.4 | 0.36 | 0.48
| 17 | MARKHAM | 1.2 | 0.4 | 0.39 | 0.48
| 18 | MILTON | 1.2 | 0.4 | 0.32 | 0.39
| 19 | MISSISSAUGA | 1 | 0.4 | 0.37 | 0.45
| 20 | PORT CREDIT | 0.8 | 0.4 | 0.37 | 0.45
| 21 | NEWMARKET | 1.8 | 0.4 | 0.26 | 0.34
| 22 | NORTH BAY | 2 | 0.4 | 0.26 | 0.31
| 23 | NORTH YORK | 1.1 | 0.4 | 0.39 | 0.48
| 24 | OAKVILLE | 0.8 | 0.4 | 0.37 | 0.45
| 25 | ORANGEVILLE | 2.1 | 0.4 | 0.25 | 0.32
| 26 | ORILLIA | 2.2 | 0.4 | 0.19 | 0.26
| 27 | OSHAWA | 1.3 | 0.4 | 0.43 | 0.52
| 28 | OTTAWA | 2.2 | 0.4 | 0.3 | 0.37
| 29 | OWEN SOUND | 2.6 | 0.4 | 0.33 | 0.43
| 30 | PETERBOROUGH | 1.8 | 0.4 | 0.29 | 0.37
| 31 | PICKERING | 0.9 | 0.4 | 0.43 | 0.52
| 32 | RICHMOND HILL | 1.4 | 0.4 | 0.39 | 0.48
| 33 | SARNIA | 1 | 0.4 | 0.35 | 0.43
| 34 | SCARBOROUGH | 1.1 | 0.4 | 0.39 | 0.48
| 35 | ST. CATHERINES | 0.9 | 0.4 | 0.36 | 0.43
| 36 | SUDBURY | 2.3 | 0.4 | 0.29 | 0.4
| 37 | THUNDER BAY | 2.7 | 0.4 | 0.25 | 0.29
| 38 | TORONTO | 0.8 | 0.4 | 0.39 | 0.48
| 39 | WATERLOO | 1.8 | 0.4 | 0.27 | 0.34
| 40 | WHITBY | 1.1 | 0.4 | 0.43 | 0.52
| 41 | WINDSOR | 0.7 | 0.4 | 0.29 | 0.36
| 42 | WOODSTOCK | 1.7 | 0.4 | 0.31 | 0.39

## OWSJDB
DEPTH = | 30 | OFFSET= | 16 | "
UDL = | 239.7442
WT/LF = | 11.5
20 " |  | 22" |  |  | 24" |  | 26" |  | 28" |  | 30" |  | 32" |  | 34" |  | 36" |  | 40" |  | 44"
UDL | PLF | UDL | PLF |  | UDL | PLF | UDL | PLF | UDL | PLF | UDL | PLF | UDL | PLF | UDL | PLF | UDL | PLF | UDL | PLF | UDL | PLF
225 | 7 | 225 | 8 |  | 225 | 9 | 225 | 10 | 225 | 11.5 | 225 | 11.5 | 225 | 11.5 | 225 | 12.5 | 225 | 13.5 | 225 | 15.5 | 225 | 16.5
226 | 7 | 226 | 8 |  | 226 | 9 | 226 | 10 | 226 | 11.5 | 226 | 11.5 | 226 | 11.5 | 226 | 12.5 | 226 | 13.5 | 226 | 15.5 | 226 | 16.5
227 | 7 | 227 | 8 |  | 227 | 9 | 227 | 10 | 227 | 11.5 | 227 | 11.5 | 227 | 11.5 | 227 | 12.5 | 227 | 13.5 | 227 | 15.5 | 227 | 16.5
228 | 7 | 228 | 8 |  | 228 | 9 | 228 | 10 | 228 | 11.5 | 228 | 11.5 | 228 | 11.5 | 228 | 12.5 | 228 | 13.5 | 228 | 15.5 | 228 | 16.5
229 | 7 | 229 | 8 |  | 229 | 9 | 229 | 10 | 229 | 11.5 | 229 | 11.5 | 229 | 11.5 | 229 | 12.5 | 229 | 13.5 | 229 | 15.5 | 229 | 16.5
230 | 7 | 230 | 8.5 |  | 230 | 9 | 230 | 10 | 230 | 11.5 | 230 | 11.5 | 230 | 11.5 | 230 | 12.5 | 230 | 13.5 | 230 | 15.5 | 230 | 16.5
231 | 7.5 | 231 | 8.5 |  | 231 | 9 | 231 | 10 | 231 | 11.5 | 231 | 11.5 | 231 | 11.5 | 231 | 12.5 | 231 | 13.5 | 231 | 15.5 | 231 | 16.5
232 | 7.5 | 232 | 8.5 |  | 232 | 9.5 | 232 | 10 | 232 | 11.5 | 232 | 11.5 | 232 | 11.5 | 232 | 12.5 | 232 | 13.5 | 232 | 15.5 | 232 | 16.5
233 | 7.5 | 233 | 8.5 |  | 233 | 9.5 | 233 | 10 | 233 | 11.5 | 233 | 11.5 | 233 | 11.5 | 233 | 12.5 | 233 | 13.5 | 233 | 15.5 | 233 | 16.5
234 | 7.5 | 234 | 8.5 |  | 234 | 9.5 | 234 | 10 | 234 | 11.5 | 234 | 11.5 | 234 | 11.5 | 234 | 12.5 | 234 | 13.5 | 234 | 15.5 | 234 | 16.5
235 | 7.5 | 235 | 8.5 |  | 235 | 9.5 | 235 | 10 | 235 | 11.5 | 235 | 11.5 | 235 | 11.5 | 235 | 12.5 | 235 | 13.5 | 235 | 15.5 | 235 | 16.5
236 | 7.5 | 236 | 8.5 |  | 236 | 9.5 | 236 | 10 | 236 | 11.5 | 236 | 11.5 | 236 | 11.5 | 236 | 12.5 | 236 | 13.5 | 236 | 15.5 | 236 | 16.5
237 | 7.5 | 237 | 8.5 |  | 237 | 9.5 | 237 | 10 | 237 | 11.5 | 237 | 11.5 | 237 | 11.5 | 237 | 12.5 | 237 | 13.5 | 237 | 15.5 | 237 | 16.5
238 | 7.5 | 238 | 8.5 |  | 238 | 9.5 | 238 | 10 | 238 | 11.5 | 238 | 11.5 | 238 | 11.5 | 238 | 12.5 | 238 | 13.5 | 238 | 15.5 | 238 | 16.5
239 | 7.5 | 239 | 8.5 |  | 239 | 9.5 | 239 | 10.5 | 239 | 11.5 | 239 | 11.5 | 239 | 11.5 | 239 | 12.5 | 239 | 13.5 | 239 | 15.5 | 239 | 16.5
240 | 7.5 | 240 | 8.5 |  | 240 | 9.5 | 240 | 10.5 | 240 | 11.5 | 240 | 11.5 | 240 | 11.5 | 240 | 12.5 | 240 | 13.5 | 240 | 15.5 | 240 | 16.5
241 | 7.5 | 241 | 8.5 |  | 241 | 9.5 | 241 | 10.5 | 241 | 11.5 | 241 | 11.5 | 241 | 11.5 | 241 | 12.5 | 241 | 13.5 | 241 | 15.5 | 241 | 16.5
242 | 7.5 | 242 | 8.5 |  | 242 | 9.5 | 242 | 10.5 | 242 | 11.5 | 242 | 11.5 | 242 | 11.5 | 242 | 12.5 | 242 | 13.5 | 242 | 15.5 | 242 | 16.5
243 | 7.5 | 243 | 8.5 |  | 243 | 9.5 | 243 | 10.5 | 243 | 11.5 | 243 | 11.5 | 243 | 11.5 | 243 | 12.5 | 243 | 13.5 | 243 | 15.5 | 243 | 16.5
244 | 7.5 | 244 | 8.5 |  | 244 | 9.5 | 244 | 10.5 | 244 | 11.5 | 244 | 11.5 | 244 | 11.5 | 244 | 12.5 | 244 | 13.5 | 244 | 15.5 | 244 | 16.5
245 | 7.5 | 245 | 8.5 |  | 245 | 9.5 | 245 | 10.5 | 245 | 11.5 | 245 | 11.5 | 245 | 11.5 | 245 | 12.5 | 245 | 13.5 | 245 | 15.5 | 245 | 16.5
246 | 7.5 | 246 | 8.5 |  | 246 | 9.5 | 246 | 10.5 | 246 | 11.5 | 246 | 11.5 | 246 | 11.5 | 246 | 12.5 | 246 | 13.5 | 246 | 15.5 | 246 | 16.5
247 | 7.5 | 247 | 8.5 |  | 247 | 9.5 | 247 | 10.5 | 247 | 11.5 | 247 | 11.5 | 247 | 11.5 | 247 | 12.5 | 247 | 13.5 | 247 | 15.5 | 247 | 16.5
248 | 7.5 | 248 | 8.5 |  | 248 | 9.5 | 248 | 10.5 | 248 | 11.5 | 248 | 11.5 | 248 | 11.5 | 248 | 12.5 | 248 | 13.5 | 248 | 15.5 | 248 | 16.5
249 | 7.5 | 249 | 8.5 |  | 249 | 9.5 | 249 | 11 | 249 | 11.5 | 249 | 11.5 | 249 | 11.5 | 249 | 12.5 | 249 | 13.5 | 249 | 15.5 | 249 | 16.5
250 | 7.5 | 250 | 8.5 |  | 250 | 9.5 | 250 | 11 | 250 | 11.5 | 250 | 11.5 | 250 | 11.5 | 250 | 12.5 | 250 | 13.5 | 250 | 15.5 | 250 | 16.5
251 | 7.5 | 251 | 8.5 |  | 251 | 9.5 | 251 | 11 | 251 | 12 | 251 | 12.5 | 251 | 13 | 251 | 13.5 | 251 | 14.5 | 251 | 17.5 | 251 | 18
252 | 7.5 | 252 | 8.5 |  | 252 | 9.5 | 252 | 11 | 252 | 12 | 252 | 12.5 | 252 | 13 | 252 | 13.5 | 252 | 14.5 | 252 | 17.5 | 252 | 18
253 | 7.5 | 253 | 8.5 |  | 253 | 9.5 | 253 | 11 | 253 | 12 | 253 | 12.5 | 253 | 13 | 253 | 13.5 | 253 | 14.5 | 253 | 17.5 | 253 | 18
254 | 7.5 | 254 | 8.5 |  | 254 | 9.5 | 254 | 11 | 254 | 12 | 254 | 12.5 | 254 | 13 | 254 | 13.5 | 254 | 14.5 | 254 | 17.5 | 254 | 18
255 | 8 | 255 | 8.5 |  | 255 | 9.5 | 255 | 11 | 255 | 12 | 255 | 12.5 | 255 | 13 | 255 | 13.5 | 255 | 14.5 | 255 | 17.5 | 255 | 18
256 | 8 | 256 | 8.5 |  | 256 | 9.5 | 256 | 11 | 256 | 12 | 256 | 12.5 | 256 | 13 | 256 | 13.5 | 256 | 14.5 | 256 | 17.5 | 256 | 18
257 | 8 | 257 | 8.5 |  | 257 | 10 | 257 | 11 | 257 | 12 | 257 | 12.5 | 257 | 13 | 257 | 13.5 | 257 | 14.5 | 257 | 17.5 | 257 | 18
258 | 8 | 258 | 8.5 |  | 258 | 10 | 258 | 11 | 258 | 12 | 258 | 12.5 | 258 | 13 | 258 | 13.5 | 258 | 14.5 | 258 | 17.5 | 258 | 18
259 | 8 | 259 | 8.5 |  | 259 | 10 | 259 | 11 | 259 | 12 | 259 | 12.5 | 259 | 13 | 259 | 13.5 | 259 | 14.5 | 259 | 17.5 | 259 | 18
260 | 8 | 260 | 8.5 |  | 260 | 10 | 260 | 11 | 260 | 12 | 260 | 12.5 | 260 | 13 | 260 | 13.5 | 260 | 14.5 | 260 | 17.5 | 260 | 18
261 | 8 | 261 | 8.5 |  | 261 | 10 | 261 | 11 | 261 | 12 | 261 | 12.5 | 261 | 13 | 261 | 13.5 | 261 | 14.5 | 261 | 17.5 | 261 | 18
262 | 8 | 262 | 8.5 |  | 262 | 10 | 262 | 11 | 262 | 12 | 262 | 12.5 | 262 | 13 | 262 | 13.5 | 262 | 14.5 | 262 | 17.5 | 262 | 18
263 | 8 | 263 | 8.5 |  | 263 | 10 | 263 | 11 | 263 | 12 | 263 | 12.5 | 263 | 13 | 263 | 13.5 | 263 | 14.5 | 263 | 17.5 | 263 | 18
264 | 8 | 264 | 8.5 |  | 264 | 10 | 264 | 11 | 264 | 12 | 264 | 12.5 | 264 | 13 | 264 | 13.5 | 264 | 14.5 | 264 | 17.5 | 264 | 18
265 | 8 | 265 | 9 |  | 265 | 10 | 265 | 11 | 265 | 12 | 265 | 12.5 | 265 | 13 | 265 | 13.5 | 265 | 14.5 | 265 | 17.5 | 265 | 18
266 | 8 | 266 | 9 |  | 266 | 10 | 266 | 11 | 266 | 12 | 266 | 12.5 | 266 | 13 | 266 | 13.5 | 266 | 14.5 | 266 | 17.5 | 266 | 18
267 | 8 | 267 | 9 |  | 267 | 10 | 267 | 11 | 267 | 12 | 267 | 12.5 | 267 | 13 | 267 | 13.5 | 267 | 14.5 | 267 | 17.5 | 267 | 18
268 | 8 | 268 | 9 |  | 268 | 10 | 268 | 11 | 268 | 12 | 268 | 12.5 | 268 | 13 | 268 | 13.5 | 268 | 14.5 | 268 | 17.5 | 268 | 18
269 | 8 | 269 | 9 |  | 269 | 10 | 269 | 11 | 269 | 12 | 269 | 12.5 | 269 | 13 | 269 | 13.5 | 269 | 14.5 | 269 | 17.5 | 269 | 18
270 | 8 | 270 | 9 |  | 270 | 10 | 270 | 11.5 | 270 | 12 | 270 | 12.5 | 270 | 13 | 270 | 13.5 | 270 | 14.5 | 270 | 17.5 | 270 | 18
271 | 8.5 | 271 | 9 |  | 271 | 10 | 271 | 11.5 | 271 | 12 | 271 | 12.5 | 271 | 13 | 271 | 13.5 | 271 | 14.5 | 271 | 17.5 | 271 | 18
272 | 8.5 | 272 | 9 |  | 272 | 10 | 272 | 11.5 | 272 | 12 | 272 | 12.5 | 272 | 13 | 272 | 13.5 | 272 | 14.5 | 272 | 17.5 | 272 | 18
273 | 8.5 | 273 | 9 |  | 273 | 10 | 273 | 11.5 | 273 | 12 | 273 | 12.5 | 273 | 13 | 273 | 13.5 | 273 | 14.5 | 273 | 17.5 | 273 | 18
274 | 8.5 | 274 | 9 |  | 274 | 10 | 274 | 11.5 | 274 | 12 | 274 | 12.5 | 274 | 13 | 274 | 13.5 | 274 | 14.5 | 274 | 17.5 | 274 | 18
275 | 8.5 | 275 | 9 |  | 275 | 10 | 275 | 11.5 | 275 | 12 | 275 | 12.5 | 275 | 13 | 275 | 13.5 | 275 | 14.5 | 275 | 17.5 | 275 | 18
276 | 8.5 | 276 | 9 |  | 276 | 10.5 | 276 | 11.5 | 276 | 12 | 276 | 12.5 | 276 | 13 | 276 | 13.5 | 276 | 14.5 | 276 | 17.5 | 276 | 18
277 | 8.5 | 277 | 9 |  | 277 | 10.5 | 277 | 11.5 | 277 | 12 | 277 | 12.5 | 277 | 13 | 277 | 13.5 | 277 | 14.5 | 277 | 17.5 | 277 | 18
278 | 8.5 | 278 | 9.5 |  | 278 | 10.5 | 278 | 11.5 | 278 | 12 | 278 | 12.5 | 278 | 13 | 278 | 13.5 | 278 | 14.5 | 278 | 17.5 | 278 | 18
279 | 8.5 | 279 | 9.5 |  | 279 | 10.5 | 279 | 11.5 | 279 | 12 | 279 | 12.5 | 279 | 13 | 279 | 13.5 | 279 | 14.5 | 279 | 17.5 | 279 | 18
280 | 8.5 | 280 | 9.5 |  | 280 | 10.5 | 280 | 11.5 | 280 | 12 | 280 | 12.5 | 280 | 13 | 280 | 13.5 | 280 | 14.5 | 280 | 17.5 | 280 | 18
281 | 8.5 | 281 | 9.5 |  | 281 | 10.5 | 281 | 11.5 | 281 | 12 | 281 | 12.5 | 281 | 13 | 281 | 13.5 | 281 | 14.5 | 281 | 17.5 | 281 | 18
282 | 8.5 | 282 | 9.5 |  | 282 | 10.5 | 282 | 11.5 | 282 | 12 | 282 | 12.5 | 282 | 13 | 282 | 13.5 | 282 | 14.5 | 282 | 17.5 | 282 | 18
283 | 8.5 | 283 | 9.5 |  | 283 | 10.5 | 283 | 11.5 | 283 | 12 | 283 | 12.5 | 283 | 13 | 283 | 13.5 | 283 | 14.5 | 283 | 17.5 | 283 | 18
284 | 8.5 | 284 | 9.5 |  | 284 | 10.5 | 284 | 12 | 284 | 12 | 284 | 12.5 | 284 | 13 | 284 | 13.5 | 284 | 14.5 | 284 | 17.5 | 284 | 18
285 | 8.5 | 285 | 9.5 |  | 285 | 10.5 | 285 | 12 | 285 | 12 | 285 | 12.5 | 285 | 13 | 285 | 13.5 | 285 | 14.5 | 285 | 17.5 | 285 | 18
286 | 8.5 | 286 | 9.5 |  | 286 | 10.5 | 286 | 12 | 286 | 12 | 286 | 12.5 | 286 | 13 | 286 | 13.5 | 286 | 14.5 | 286 | 17.5 | 286 | 18
287 | 8.5 | 287 | 9.5 |  | 287 | 10.5 | 287 | 12 | 287 | 12 | 287 | 12.5 | 287 | 13 | 287 | 13.5 | 287 | 14.5 | 287 | 17.5 | 287 | 18
288 | 8.5 | 288 | 9.5 |  | 288 | 10.5 | 288 | 12 | 288 | 12 | 288 | 12.5 | 288 | 13 | 288 | 13.5 | 288 | 14.5 | 288 | 17.5 | 288 | 18
289 | 8.5 | 289 | 9.5 |  | 289 | 10.5 | 289 | 12 | 289 | 12 | 289 | 12.5 | 289 | 13 | 289 | 13.5 | 289 | 14.5 | 289 | 17.5 | 289 | 18
290 | 8.5 | 290 | 9.5 |  | 290 | 10.5 | 290 | 12 | 290 | 12 | 290 | 12.5 | 290 | 13 | 290 | 13.5 | 290 | 14.5 | 290 | 17.5 | 290 | 18
291 | 8.5 | 291 | 9.5 |  | 291 | 11 | 291 | 12 | 291 | 12 | 291 | 12.5 | 291 | 13 | 291 | 13.5 | 291 | 14.5 | 291 | 17.5 | 291 | 18
292 | 8.5 | 292 | 9.5 |  | 292 | 11 | 292 | 12 | 292 | 12 | 292 | 12.5 | 292 | 13 | 292 | 13.5 | 292 | 14.5 | 292 | 17.5 | 292 | 18
293 | 8.5 | 293 | 9.5 |  | 293 | 11 | 293 | 12 | 293 | 12 | 293 | 12.5 | 293 | 13 | 293 | 13.5 | 293 | 14.5 | 293 | 17.5 | 293 | 18
294 | 8.5 | 294 | 9.5 |  | 294 | 11 | 294 | 12 | 294 | 12 | 294 | 12.5 | 294 | 13 | 294 | 13.5 | 294 | 14.5 | 294 | 17.5 | 294 | 18
295 | 8.5 | 295 | 9.5 |  | 295 | 11 | 295 | 12 | 295 | 12 | 295 | 12.5 | 295 | 13 | 295 | 13.5 | 295 | 14.5 | 295 | 17.5 | 295 | 18
296 | 8.5 | 296 | 9.5 |  | 296 | 11 | 296 | 12 | 296 | 12 | 296 | 12.5 | 296 | 13 | 296 | 13.5 | 296 | 14.5 | 296 | 17.5 | 296 | 18
297 | 8.5 | 297 | 9.5 |  | 297 | 11 | 297 | 12 | 297 | 12 | 297 | 12.5 | 297 | 13 | 297 | 13.5 | 297 | 14.5 | 297 | 17.5 | 297 | 18
298 | 8.5 | 298 | 9.5 |  | 298 | 11 | 298 | 12 | 298 | 12 | 298 | 12.5 | 298 | 13 | 298 | 13.5 | 298 | 14.5 | 298 | 17.5 | 298 | 18
299 | 8.5 | 299 | 9.5 |  | 299 | 11 | 299 | 12 | 299 | 12 | 299 | 12.5 | 299 | 13 | 299 | 13.5 | 299 | 14.5 | 299 | 17.5 | 299 | 18
300 | 8.5 | 300 | 9.5 |  | 300 | 11 | 300 | 12 | 300 | 12 | 300 | 12.5 | 300 | 13 | 300 | 13.5 | 300 | 14.5 | 300 | 17.5 | 300 | 18
301 | 8.5 | 301 | 9.5 |  | 301 | 11 | 301 | 12 | 301 | 13 | 301 | 13.5 | 301 | 14 | 301 | 15 | 301 | 16 | 301 | 19 | 301 | 20.5
302 | 8.5 | 302 | 9.5 |  | 302 | 11 | 302 | 12 | 302 | 13 | 302 | 13.5 | 302 | 14 | 302 | 15 | 302 | 16 | 302 | 19 | 302 | 20.5
303 | 9 | 303 | 9.5 |  | 303 | 11 | 303 | 12 | 303 | 13 | 303 | 13.5 | 303 | 14 | 303 | 15 | 303 | 16 | 303 | 19 | 303 | 20.5
304 | 9 | 304 | 9.5 |  | 304 | 11 | 304 | 12 | 304 | 13 | 304 | 13.5 | 304 | 14 | 304 | 15 | 304 | 16 | 304 | 19 | 304 | 20.5
305 | 9 | 305 | 9.5 |  | 305 | 11.5 | 305 | 12 | 305 | 13 | 305 | 13.5 | 305 | 14 | 305 | 15 | 305 | 16 | 305 | 19 | 305 | 20.5
306 | 9 | 306 | 9.5 |  | 306 | 11.5 | 306 | 12 | 306 | 13 | 306 | 13.5 | 306 | 14 | 306 | 15 | 306 | 16 | 306 | 19 | 306 | 20.5
307 | 9 | 307 | 9.5 |  | 307 | 11.5 | 307 | 12 | 307 | 13 | 307 | 13.5 | 307 | 14 | 307 | 15 | 307 | 16 | 307 | 19 | 307 | 20.5
308 | 9 | 308 | 9.5 |  | 308 | 11.5 | 308 | 12 | 308 | 13 | 308 | 13.5 | 308 | 14 | 308 | 15 | 308 | 16 | 308 | 19 | 308 | 20.5
309 | 9 | 309 | 9.5 |  | 309 | 11.5 | 309 | 12 | 309 | 13 | 309 | 13.5 | 309 | 14 | 309 | 15 | 309 | 16 | 309 | 19 | 309 | 20.5
310 | 9 | 310 | 9.5 |  | 310 | 11.5 | 310 | 12 | 310 | 13 | 310 | 13.5 | 310 | 14 | 310 | 15 | 310 | 16 | 310 | 19 | 310 | 20.5
311 | 9 | 311 | 9.5 |  | 311 | 11.5 | 311 | 12 | 311 | 13 | 311 | 13.5 | 311 | 14 | 311 | 15 | 311 | 16 | 311 | 19 | 311 | 20.5
312 | 9 | 312 | 9.5 |  | 312 | 11.5 | 312 | 13 | 312 | 13 | 312 | 13.5 | 312 | 14 | 312 | 15 | 312 | 16 | 312 | 19 | 312 | 20.5
313 | 9 | 313 | 9.5 |  | 313 | 11.5 | 313 | 13 | 313 | 13 | 313 | 13.5 | 313 | 14 | 313 | 15 | 313 | 16 | 313 | 19 | 313 | 20.5
314 | 9 | 314 | 9.5 |  | 314 | 11.5 | 314 | 13 | 314 | 13 | 314 | 13.5 | 314 | 14 | 314 | 15 | 314 | 16 | 314 | 19 | 314 | 20.5
315 | 9 | 315 | 10 |  | 315 | 11.5 | 315 | 13 | 315 | 13 | 315 | 13.5 | 315 | 14 | 315 | 15 | 315 | 16 | 315 | 19 | 315 | 20.5
316 | 9 | 316 | 10 |  | 316 | 11.5 | 316 | 13 | 316 | 13 | 316 | 13.5 | 316 | 14 | 316 | 15 | 316 | 16 | 316 | 19 | 316 | 20.5
317 | 9 | 317 | 10 |  | 317 | 11.5 | 317 | 13 | 317 | 13 | 317 | 13.5 | 317 | 14 | 317 | 15 | 317 | 16 | 317 | 19 | 317 | 20.5
318 | 9 | 318 | 10 |  | 318 | 11.5 | 318 | 13 | 318 | 13 | 318 | 13.5 | 318 | 14 | 318 | 15 | 318 | 16 | 318 | 19 | 318 | 20.5
319 | 9 | 319 | 10 |  | 319 | 11.5 | 319 | 13 | 319 | 13 | 319 | 13.5 | 319 | 14 | 319 | 15 | 319 | 16 | 319 | 19 | 319 | 20.5
320 | 9 | 320 | 10 |  | 320 | 11.5 | 320 | 13 | 320 | 13 | 320 | 13.5 | 320 | 14 | 320 | 15 | 320 | 16 | 320 | 19 | 320 | 20.5
321 | 9 | 321 | 10 |  | 321 | 11.5 | 321 | 13 | 321 | 13 | 321 | 13.5 | 321 | 14 | 321 | 15 | 321 | 16 | 321 | 19 | 321 | 20.5
322 | 9 | 322 | 10 |  | 322 | 11.5 | 322 | 13 | 322 | 13 | 322 | 13.5 | 322 | 14 | 322 | 15 | 322 | 16 | 322 | 19 | 322 | 20.5
323 | 9 | 323 | 10 |  | 323 | 11.5 | 323 | 13 | 323 | 13 | 323 | 13.5 | 323 | 14 | 323 | 15 | 323 | 16 | 323 | 19 | 323 | 20.5
324 | 9 | 324 | 10 |  | 324 | 11.5 | 324 | 13 | 324 | 13 | 324 | 13.5 | 324 | 14 | 324 | 15 | 324 | 16 | 324 | 19 | 324 | 20.5
325 | 9 | 325 | 10 |  | 325 | 11.5 | 325 | 13 | 325 | 13 | 325 | 13.5 | 325 | 14 | 325 | 15 | 325 | 16 | 325 | 19 | 325 | 20.5
326 | 9 | 326 | 10 |  | 326 | 11.5 | 326 | 13 | 326 | 13 | 326 | 13.5 | 326 | 14 | 326 | 15 | 326 | 16 | 326 | 19 | 326 | 20.5
327 | 9 | 327 | 10 |  | 327 | 12 | 327 | 13 | 327 | 13 | 327 | 13.5 | 327 | 14 | 327 | 15 | 327 | 16 | 327 | 19 | 327 | 20.5
328 | 9 | 328 | 10 |  | 328 | 12 | 328 | 13 | 328 | 13 | 328 | 13.5 | 328 | 14 | 328 | 15 | 328 | 16 | 328 | 19 | 328 | 20.5
329 | 9 | 329 | 10 |  | 329 | 12 | 329 | 13 | 329 | 13 | 329 | 13.5 | 329 | 14 | 329 | 15 | 329 | 16 | 329 | 19 | 329 | 20.5
330 | 9 | 330 | 10.5 |  | 330 | 12 | 330 | 13 | 330 | 13 | 330 | 13.5 | 330 | 14 | 330 | 15 | 330 | 16 | 330 | 19 | 330 | 20.5
331 | 9 | 331 | 10.5 |  | 331 | 12 | 331 | 13 | 331 | 13 | 331 | 13.5 | 331 | 14 | 331 | 15 | 331 | 16 | 331 | 19 | 331 | 20.5
332 | 9.5 | 332 | 10.5 |  | 332 | 12 | 332 | 13 | 332 | 13 | 332 | 13.5 | 332 | 14 | 332 | 15 | 332 | 16 | 332 | 19 | 332 | 20.5
333 | 9.5 | 333 | 10.5 |  | 333 | 12 | 333 | 13 | 333 | 13 | 333 | 13.5 | 333 | 14 | 333 | 15 | 333 | 16 | 333 | 19 | 333 | 20.5
334 | 9.5 | 334 | 10.5 |  | 334 | 12 | 334 | 13 | 334 | 13 | 334 | 13.5 | 334 | 14 | 334 | 15 | 334 | 16 | 334 | 19 | 334 | 20.5
335 | 9.5 | 335 | 10.5 |  | 335 | 12 | 335 | 13 | 335 | 13 | 335 | 13.5 | 335 | 14 | 335 | 15 | 335 | 16 | 335 | 19 | 335 | 20.5
336 | 9.5 | 336 | 10.5 |  | 336 | 12 | 336 | 13 | 336 | 13 | 336 | 13.5 | 336 | 14 | 336 | 15 | 336 | 16 | 336 | 19 | 336 | 20.5
337 | 9.5 | 337 | 10.5 |  | 337 | 12 | 337 | 13 | 337 | 13 | 337 | 13.5 | 337 | 14 | 337 | 15 | 337 | 16 | 337 | 19 | 337 | 20.5
338 | 9.5 | 338 | 10.5 |  | 338 | 12 | 338 | 13 | 338 | 13 | 338 | 13.5 | 338 | 14 | 338 | 15 | 338 | 16 | 338 | 19 | 338 | 20.5
339 | 9.5 | 339 | 10.5 |  | 339 | 12 | 339 | 13 | 339 | 13 | 339 | 13.5 | 339 | 14 | 339 | 15 | 339 | 16 | 339 | 19 | 339 | 20.5
340 | 9.5 | 340 | 10.5 |  | 340 | 12 | 340 | 13 | 340 | 13 | 340 | 13.5 | 340 | 14 | 340 | 15 | 340 | 16 | 340 | 19 | 340 | 20.5
341 | 9.5 | 341 | 10.5 |  | 341 | 12 | 341 | 13 | 341 | 13 | 341 | 13.5 | 341 | 14 | 341 | 15 | 341 | 16 | 341 | 19 | 341 | 20.5
342 | 9.5 | 342 | 10.5 |  | 342 | 12 | 342 | 13 | 342 | 13 | 342 | 13.5 | 342 | 14 | 342 | 15 | 342 | 16 | 342 | 19 | 342 | 20.5
343 | 9.5 | 343 | 10.5 |  | 343 | 12 | 343 | 13 | 343 | 13 | 343 | 13.5 | 343 | 14 | 343 | 15 | 343 | 16 | 343 | 19 | 343 | 20.5
344 | 10 | 344 | 10.5 |  | 344 | 12 | 344 | 13 | 344 | 13 | 344 | 13.5 | 344 | 14 | 344 | 15 | 344 | 16 | 344 | 19 | 344 | 20.5
345 | 10 | 345 | 10.5 |  | 345 | 12 | 345 | 13 | 345 | 13 | 345 | 13.5 | 345 | 14 | 345 | 15 | 345 | 16 | 345 | 19 | 345 | 20.5
346 | 10 | 346 | 10.5 |  | 346 | 12 | 346 | 13 | 346 | 13 | 346 | 13.5 | 346 | 14 | 346 | 15 | 346 | 16 | 346 | 19 | 346 | 20.5
347 | 10 | 347 | 11 |  | 347 | 12 | 347 | 13 | 347 | 13 | 347 | 13.5 | 347 | 14 | 347 | 15 | 347 | 16 | 347 | 19 | 347 | 20.5
348 | 10 | 348 | 11 |  | 348 | 12 | 348 | 13 | 348 | 13 | 348 | 13.5 | 348 | 14 | 348 | 15 | 348 | 16 | 348 | 19 | 348 | 20.5
349 | 10 | 349 | 11 |  | 349 | 12 | 349 | 13 | 349 | 13 | 349 | 13.5 | 349 | 14 | 349 | 15 | 349 | 16 | 349 | 19 | 349 | 20.5
350 | 10 | 350 | 11 |  | 350 | 12 | 350 | 13 | 350 | 13 | 350 | 13.5 | 350 | 14 | 350 | 15 | 350 | 16 | 350 | 19 | 350 | 20.5
351 | 10 | 351 | 11 |  | 351 | 12 | 351 | 13.5 | 351 | 14 | 351 | 14 | 351 | 15.5 | 351 | 16.5 | 351 | 17.5 | 351 | 22.5 | 351 | 23.5
352 | 10 | 352 | 11 |  | 352 | 12 | 352 | 13.5 | 352 | 14 | 352 | 14 | 352 | 15.5 | 352 | 16.5 | 352 | 17.5 | 352 | 22.5 | 352 | 23.5
353 | 10 | 353 | 11 |  | 353 | 12.5 | 353 | 13.5 | 353 | 14 | 353 | 14 | 353 | 15.5 | 353 | 16.5 | 353 | 17.5 | 353 | 22.5 | 353 | 23.5
354 | 10 | 354 | 11 |  | 354 | 12.5 | 354 | 13.5 | 354 | 14 | 354 | 14 | 354 | 15.5 | 354 | 16.5 | 354 | 17.5 | 354 | 22.5 | 354 | 23.5
355 | 10 | 355 | 11 |  | 355 | 12.5 | 355 | 13.5 | 355 | 14 | 355 | 14 | 355 | 15.5 | 355 | 16.5 | 355 | 17.5 | 355 | 22.5 | 355 | 23.5
356 | 10 | 356 | 11 |  | 356 | 12.5 | 356 | 13.5 | 356 | 14 | 356 | 14 | 356 | 15.5 | 356 | 16.5 | 356 | 17.5 | 356 | 22.5 | 356 | 23.5
357 | 10 | 357 | 11 |  | 357 | 12.5 | 357 | 13.5 | 357 | 14 | 357 | 14 | 357 | 15.5 | 357 | 16.5 | 357 | 17.5 | 357 | 22.5 | 357 | 23.5
358 | 10 | 358 | 11 |  | 358 | 12.5 | 358 | 13.5 | 358 | 14 | 358 | 14 | 358 | 15.5 | 358 | 16.5 | 358 | 17.5 | 358 | 22.5 | 358 | 23.5
359 | 10 | 359 | 11 |  | 359 | 12.5 | 359 | 13.5 | 359 | 14 | 359 | 14 | 359 | 15.5 | 359 | 16.5 | 359 | 17.5 | 359 | 22.5 | 359 | 23.5
360 | 10 | 360 | 11 |  | 360 | 12.5 | 360 | 13.5 | 360 | 14 | 360 | 14 | 360 | 15.5 | 360 | 16.5 | 360 | 17.5 | 360 | 22.5 | 360 | 23.5
361 | 10 | 361 | 11 |  | 361 | 12.5 | 361 | 13.5 | 361 | 14 | 361 | 14 | 361 | 15.5 | 361 | 16.5 | 361 | 17.5 | 361 | 22.5 | 361 | 23.5
362 | 10 | 362 | 11 |  | 362 | 12.5 | 362 | 13.5 | 362 | 14 | 362 | 14 | 362 | 15.5 | 362 | 16.5 | 362 | 17.5 | 362 | 22.5 | 362 | 23.5
363 | 10 | 363 | 11 |  | 363 | 12.5 | 363 | 13.5 | 363 | 14 | 363 | 14 | 363 | 15.5 | 363 | 16.5 | 363 | 17.5 | 363 | 22.5 | 363 | 23.5
364 | 10 | 364 | 11 |  | 364 | 12.5 | 364 | 14 | 364 | 14 | 364 | 14 | 364 | 15.5 | 364 | 16.5 | 364 | 17.5 | 364 | 22.5 | 364 | 23.5
365 | 10 | 365 | 11 |  | 365 | 12.5 | 365 | 14 | 365 | 14 | 365 | 14 | 365 | 15.5 | 365 | 16.5 | 365 | 17.5 | 365 | 22.5 | 365 | 23.5
366 | 10 | 366 | 11 |  | 366 | 12.5 | 366 | 14 | 366 | 14 | 366 | 14 | 366 | 15.5 | 366 | 16.5 | 366 | 17.5 | 366 | 22.5 | 366 | 23.5
367 | 10 | 367 | 11 |  | 367 | 12.5 | 367 | 14 | 367 | 14 | 367 | 14 | 367 | 15.5 | 367 | 16.5 | 367 | 17.5 | 367 | 22.5 | 367 | 23.5
368 | 10 | 368 | 11 |  | 368 | 12.5 | 368 | 14 | 368 | 14 | 368 | 14 | 368 | 15.5 | 368 | 16.5 | 368 | 17.5 | 368 | 22.5 | 368 | 23.5
369 | 10 | 369 | 11 |  | 369 | 12.5 | 369 | 14 | 369 | 14 | 369 | 14 | 369 | 15.5 | 369 | 16.5 | 369 | 17.5 | 369 | 22.5 | 369 | 23.5
370 | 10 | 370 | 11 |  | 370 | 12.5 | 370 | 14 | 370 | 14 | 370 | 14 | 370 | 15.5 | 370 | 16.5 | 370 | 17.5 | 370 | 22.5 | 370 | 23.5
371 | 10 | 371 | 11 |  | 371 | 12.5 | 371 | 14 | 371 | 14 | 371 | 14 | 371 | 15.5 | 371 | 16.5 | 371 | 17.5 | 371 | 22.5 | 371 | 23.5
372 | 10 | 372 | 11 |  | 372 | 12.5 | 372 | 14 | 372 | 14 | 372 | 14 | 372 | 15.5 | 372 | 16.5 | 372 | 17.5 | 372 | 22.5 | 372 | 23.5
373 | 10 | 373 | 11 |  | 373 | 12.5 | 373 | 14 | 373 | 14 | 373 | 14 | 373 | 15.5 | 373 | 16.5 | 373 | 17.5 | 373 | 22.5 | 373 | 23.5
374 | 10 | 374 | 11 |  | 374 | 12.5 | 374 | 14 | 374 | 14 | 374 | 14 | 374 | 15.5 | 374 | 16.5 | 374 | 17.5 | 374 | 22.5 | 374 | 23.5
375 | 10 | 375 | 11 |  | 375 | 12.5 | 375 | 14 | 375 | 14 | 375 | 14 | 375 | 15.5 | 375 | 16.5 | 375 | 17.5 | 375 | 22.5 | 375 | 23.5
376 | 10 | 376 | 11 |  | 376 | 12.5 | 376 | 14 | 376 | 14 | 376 | 14 | 376 | 15.5 | 376 | 16.5 | 376 | 17.5 | 376 | 22.5 | 376 | 23.5
377 | 10 | 377 | 11 |  | 377 | 12.5 | 377 | 14 | 377 | 14 | 377 | 14 | 377 | 15.5 | 377 | 16.5 | 377 | 17.5 | 377 | 22.5 | 377 | 23.5
378 | 10.5 | 378 | 11 |  | 378 | 13 | 378 | 14 | 378 | 14 | 378 | 14 | 378 | 15.5 | 378 | 16.5 | 378 | 17.5 | 378 | 22.5 | 378 | 23.5
379 | 10.5 | 379 | 11 |  | 379 | 13 | 379 | 14 | 379 | 14 | 379 | 14 | 379 | 15.5 | 379 | 16.5 | 379 | 17.5 | 379 | 22.5 | 379 | 23.5
380 | 10.5 | 380 | 11 |  | 380 | 13 | 380 | 14 | 380 | 14 | 380 | 14 | 380 | 15.5 | 380 | 16.5 | 380 | 17.5 | 380 | 22.5 | 380 | 23.5
381 | 10.5 | 381 | 11.5 |  | 381 | 13 | 381 | 14 | 381 | 14 | 381 | 14 | 381 | 15.5 | 381 | 16.5 | 381 | 17.5 | 381 | 22.5 | 381 | 23.5
382 | 10.5 | 382 | 12 |  | 382 | 13 | 382 | 14 | 382 | 14 | 382 | 14 | 382 | 15.5 | 382 | 16.5 | 382 | 17.5 | 382 | 22.5 | 382 | 23.5
383 | 10.5 | 383 | 12 |  | 383 | 13 | 383 | 14 | 383 | 14 | 383 | 14 | 383 | 15.5 | 383 | 16.5 | 383 | 17.5 | 383 | 22.5 | 383 | 23.5
384 | 10.5 | 384 | 12 |  | 384 | 13 | 384 | 14 | 384 | 14 | 384 | 14 | 384 | 15.5 | 384 | 16.5 | 384 | 17.5 | 384 | 22.5 | 384 | 23.5
385 | 10.5 | 385 | 12 |  | 385 | 13 | 385 | 14 | 385 | 14 | 385 | 14 | 385 | 15.5 | 385 | 16.5 | 385 | 17.5 | 385 | 22.5 | 385 | 23.5
386 | 10.5 | 386 | 12 |  | 386 | 13 | 386 | 14 | 386 | 14 | 386 | 14 | 386 | 15.5 | 386 | 16.5 | 386 | 17.5 | 386 | 22.5 | 386 | 23.5
387 | 10.5 | 387 | 12 |  | 387 | 13 | 387 | 14 | 387 | 14 | 387 | 14 | 387 | 15.5 | 387 | 16.5 | 387 | 17.5 | 387 | 22.5 | 387 | 23.5
388 | 10.5 | 388 | 12 |  | 388 | 13 | 388 | 14 | 388 | 14 | 388 | 14 | 388 | 15.5 | 388 | 16.5 | 388 | 17.5 | 388 | 22.5 | 388 | 23.5
389 | 10.5 | 389 | 12 |  | 389 | 13 | 389 | 14 | 389 | 14 | 389 | 14 | 389 | 15.5 | 389 | 16.5 | 389 | 17.5 | 389 | 22.5 | 389 | 23.5
390 | 10.5 | 390 | 12 |  | 390 | 13 | 390 | 14 | 390 | 14 | 390 | 14 | 390 | 15.5 | 390 | 16.5 | 390 | 17.5 | 390 | 22.5 | 390 | 23.5
391 | 10.5 | 391 | 12 |  | 391 | 13 | 391 | 14 | 391 | 14 | 391 | 14 | 391 | 15.5 | 391 | 16.5 | 391 | 17.5 | 391 | 22.5 | 391 | 23.5
392 | 10.5 | 392 | 12 |  | 392 | 13 | 392 | 14 | 392 | 14 | 392 | 14 | 392 | 15.5 | 392 | 16.5 | 392 | 17.5 | 392 | 22.5 | 392 | 23.5
393 | 10.5 | 393 | 12 |  | 393 | 13 | 393 | 14 | 393 | 14 | 393 | 14 | 393 | 15.5 | 393 | 16.5 | 393 | 17.5 | 393 | 22.5 | 393 | 23.5
394 | 10.5 | 394 | 12 |  | 394 | 13 | 394 | 14 | 394 | 14 | 394 | 14 | 394 | 15.5 | 394 | 16.5 | 394 | 17.5 | 394 | 22.5 | 394 | 23.5
395 | 10.5 | 395 | 12 |  | 395 | 13 | 395 | 14 | 395 | 14 | 395 | 14 | 395 | 15.5 | 395 | 16.5 | 395 | 17.5 | 395 | 22.5 | 395 | 23.5
396 | 10.5 | 396 | 12 |  | 396 | 13 | 396 | 14 | 396 | 14 | 396 | 14 | 396 | 15.5 | 396 | 16.5 | 396 | 17.5 | 396 | 22.5 | 396 | 23.5
397 | 10.5 | 397 | 12 |  | 397 | 13 | 397 | 14 | 397 | 14 | 397 | 14 | 397 | 15.5 | 397 | 16.5 | 397 | 17.5 | 397 | 22.5 | 397 | 23.5
398 | 10.5 | 398 | 12 |  | 398 | 13 | 398 | 14 | 398 | 14 | 398 | 14 | 398 | 15.5 | 398 | 16.5 | 398 | 17.5 | 398 | 22.5 | 398 | 23.5
399 | 10.5 | 399 | 12 |  | 399 | 13 | 399 | 14 | 399 | 14 | 399 | 14 | 399 | 15.5 | 399 | 16.5 | 399 | 17.5 | 399 | 22.5 | 399 | 23.5
400 | 10.5 | 400 | 12 |  | 400 | 13 | 400 | 14 | 400 | 14 | 400 | 14 | 400 | 15.5 | 400 | 16.5 | 400 | 17.5 | 400 | 22.5 | 400 | 23.5
401 | 11 | 401 | 12 |  | 401 | 13.5 | 401 | 15 | 401 | 15.5 | 401 | 16 | 401 | 16.5 | 401 | 17.5 | 401 | 19 | 401 | 25 | 401 | 26
402 | 11 | 402 | 12 |  | 402 | 13.5 | 402 | 15 | 402 | 15.5 | 402 | 16 | 402 | 16.5 | 402 | 17.5 | 402 | 19 | 402 | 25 | 402 | 26
403 | 11 | 403 | 12 |  | 403 | 13.5 | 403 | 15 | 403 | 15.5 | 403 | 16 | 403 | 16.5 | 403 | 17.5 | 403 | 19 | 403 | 25 | 403 | 26
404 | 11 | 404 | 12 |  | 404 | 13.5 | 404 | 15 | 404 | 15.5 | 404 | 16 | 404 | 16.5 | 404 | 17.5 | 404 | 19 | 404 | 25 | 404 | 26
405 | 11 | 405 | 12 |  | 405 | 13.5 | 405 | 15 | 405 | 15.5 | 405 | 16 | 405 | 16.5 | 405 | 17.5 | 405 | 19 | 405 | 25 | 405 | 26
406 | 11 | 406 | 12 |  | 406 | 14 | 406 | 15 | 406 | 15.5 | 406 | 16 | 406 | 16.5 | 406 | 17.5 | 406 | 19 | 406 | 25 | 406 | 26
407 | 11 | 407 | 12 |  | 407 | 14 | 407 | 15 | 407 | 15.5 | 407 | 16 | 407 | 16.5 | 407 | 17.5 | 407 | 19 | 407 | 25 | 407 | 26
408 | 11 | 408 | 12.5 |  | 408 | 14 | 408 | 15 | 408 | 15.5 | 408 | 16 | 408 | 16.5 | 408 | 17.5 | 408 | 19 | 408 | 25 | 408 | 26
409 | 11 | 409 | 12.5 |  | 409 | 14 | 409 | 15 | 409 | 15.5 | 409 | 16 | 409 | 16.5 | 409 | 17.5 | 409 | 19 | 409 | 25 | 409 | 26
410 | 11 | 410 | 12.5 |  | 410 | 14 | 410 | 15 | 410 | 15.5 | 410 | 16 | 410 | 16.5 | 410 | 17.5 | 410 | 19 | 410 | 25 | 410 | 26
411 | 11 | 411 | 12.5 |  | 411 | 14 | 411 | 15 | 411 | 15.5 | 411 | 16 | 411 | 16.5 | 411 | 17.5 | 411 | 19 | 411 | 25 | 411 | 26
412 | 11 | 412 | 12.5 |  | 412 | 14 | 412 | 15 | 412 | 15.5 | 412 | 16 | 412 | 16.5 | 412 | 17.5 | 412 | 19 | 412 | 25 | 412 | 26
413 | 11 | 413 | 12.5 |  | 413 | 14 | 413 | 15 | 413 | 15.5 | 413 | 16 | 413 | 16.5 | 413 | 17.5 | 413 | 19 | 413 | 25 | 413 | 26
414 | 11.5 | 414 | 12.5 |  | 414 | 14 | 414 | 15 | 414 | 15.5 | 414 | 16 | 414 | 16.5 | 414 | 17.5 | 414 | 19 | 414 | 25 | 414 | 26
415 | 11.5 | 415 | 12.5 |  | 415 | 14 | 415 | 15 | 415 | 15.5 | 415 | 16 | 415 | 16.5 | 415 | 17.5 | 415 | 19 | 415 | 25 | 415 | 26
416 | 11.5 | 416 | 12.5 |  | 416 | 14 | 416 | 15 | 416 | 15.5 | 416 | 16 | 416 | 16.5 | 416 | 17.5 | 416 | 19 | 416 | 25 | 416 | 26
417 | 11.5 | 417 | 12.5 |  | 417 | 14 | 417 | 15 | 417 | 15.5 | 417 | 16 | 417 | 16.5 | 417 | 17.5 | 417 | 19 | 417 | 25 | 417 | 26
418 | 11.5 | 418 | 12.5 |  | 418 | 14 | 418 | 15 | 418 | 15.5 | 418 | 16 | 418 | 16.5 | 418 | 17.5 | 418 | 19 | 418 | 25 | 418 | 26
419 | 11.5 | 419 | 12.5 |  | 419 | 14 | 419 | 15 | 419 | 15.5 | 419 | 16 | 419 | 16.5 | 419 | 17.5 | 419 | 19 | 419 | 25 | 419 | 26
420 | 11.5 | 420 | 12.5 |  | 420 | 14 | 420 | 15 | 420 | 15.5 | 420 | 16 | 420 | 16.5 | 420 | 17.5 | 420 | 19 | 420 | 25 | 420 | 26
421 | 11.5 | 421 | 12.5 |  | 421 | 14 | 421 | 15 | 421 | 15.5 | 421 | 16 | 421 | 16.5 | 421 | 17.5 | 421 | 19 | 421 | 25 | 421 | 26
422 | 11.5 | 422 | 12.5 |  | 422 | 14 | 422 | 15 | 422 | 15.5 | 422 | 16 | 422 | 16.5 | 422 | 17.5 | 422 | 19 | 422 | 25 | 422 | 26
423 | 11.5 | 423 | 12.5 |  | 423 | 14 | 423 | 15 | 423 | 15.5 | 423 | 16 | 423 | 16.5 | 423 | 17.5 | 423 | 19 | 423 | 25 | 423 | 26
424 | 11.5 | 424 | 12.5 |  | 424 | 14 | 424 | 15 | 424 | 15.5 | 424 | 16 | 424 | 16.5 | 424 | 17.5 | 424 | 19 | 424 | 25 | 424 | 26
425 | 11.5 | 425 | 12.5 |  | 425 | 14 | 425 | 15 | 425 | 15.5 | 425 | 16 | 425 | 16.5 | 425 | 17.5 | 425 | 19 | 425 | 25 | 425 | 26
426 | 11.5 | 426 | 12.5 |  | 426 | 14 | 426 | 15 | 426 | 15.5 | 426 | 16 | 426 | 16.5 | 426 | 17.5 | 426 | 19 | 426 | 25 | 426 | 26
427 | 11.5 | 427 | 12.5 |  | 427 | 14 | 427 | 15 | 427 | 15.5 | 427 | 16 | 427 | 16.5 | 427 | 17.5 | 427 | 19 | 427 | 25 | 427 | 26
428 | 11.5 | 428 | 12.5 |  | 428 | 14 | 428 | 15 | 428 | 15.5 | 428 | 16 | 428 | 16.5 | 428 | 17.5 | 428 | 19 | 428 | 25 | 428 | 26
429 | 11.5 | 429 | 12.5 |  | 429 | 14 | 429 | 15 | 429 | 15.5 | 429 | 16 | 429 | 16.5 | 429 | 17.5 | 429 | 19 | 429 | 25 | 429 | 26
430 | 11.5 | 430 | 12.5 |  | 430 | 14 | 430 | 15 | 430 | 15.5 | 430 | 16 | 430 | 16.5 | 430 | 17.5 | 430 | 19 | 430 | 25 | 430 | 26
431 | 11.5 | 431 | 12.5 |  | 431 | 14 | 431 | 15 | 431 | 15.5 | 431 | 16 | 431 | 16.5 | 431 | 17.5 | 431 | 19 | 431 | 25 | 431 | 26
432 | 11.5 | 432 | 12.5 |  | 432 | 14 | 432 | 15 | 432 | 15.5 | 432 | 16 | 432 | 16.5 | 432 | 17.5 | 432 | 19 | 432 | 25 | 432 | 26
433 | 11.5 | 433 | 12.5 |  | 433 | 14 | 433 | 15 | 433 | 15.5 | 433 | 16 | 433 | 16.5 | 433 | 17.5 | 433 | 19 | 433 | 25 | 433 | 26
434 | 11.5 | 434 | 12.5 |  | 434 | 14 | 434 | 15 | 434 | 15.5 | 434 | 16 | 434 | 16.5 | 434 | 17.5 | 434 | 19 | 434 | 25 | 434 | 26
435 | 11.5 | 435 | 12.5 |  | 435 | 14 | 435 | 15 | 435 | 15.5 | 435 | 16 | 435 | 16.5 | 435 | 17.5 | 435 | 19 | 435 | 25 | 435 | 26
436 | 11.5 | 436 | 12.5 |  | 436 | 14 | 436 | 15 | 436 | 15.5 | 436 | 16 | 436 | 16.5 | 436 | 17.5 | 436 | 19 | 436 | 25 | 436 | 26
437 | 11.5 | 437 | 12.5 |  | 437 | 14 | 437 | 15 | 437 | 15.5 | 437 | 16 | 437 | 16.5 | 437 | 17.5 | 437 | 19 | 437 | 25 | 437 | 26
438 | 11.5 | 438 | 13 |  | 438 | 14 | 438 | 15 | 438 | 15.5 | 438 | 16 | 438 | 16.5 | 438 | 17.5 | 438 | 19 | 438 | 25 | 438 | 26
439 | 11.5 | 439 | 13 |  | 439 | 14 | 439 | 15 | 439 | 15.5 | 439 | 16 | 439 | 16.5 | 439 | 17.5 | 439 | 19 | 439 | 25 | 439 | 26
440 | 11.5 | 440 | 13 |  | 440 | 14 | 440 | 15 | 440 | 15.5 | 440 | 16 | 440 | 16.5 | 440 | 17.5 | 440 | 19 | 440 | 25 | 440 | 26
441 | 11.5 | 441 | 13 |  | 441 | 14 | 441 | 15 | 441 | 15.5 | 441 | 16 | 441 | 16.5 | 441 | 17.5 | 441 | 19 | 441 | 25 | 441 | 26
442 | 11.5 | 442 | 13 |  | 442 | 14 | 442 | 15 | 442 | 15.5 | 442 | 16 | 442 | 16.5 | 442 | 17.5 | 442 | 19 | 442 | 25 | 442 | 26
443 | 11.5 | 443 | 13 |  | 443 | 14 | 443 | 15 | 443 | 15.5 | 443 | 16 | 443 | 16.5 | 443 | 17.5 | 443 | 19 | 443 | 25 | 443 | 26
444 | 11.5 | 444 | 13 |  | 444 | 14 | 444 | 15 | 444 | 15.5 | 444 | 16 | 444 | 16.5 | 444 | 17.5 | 444 | 19 | 444 | 25 | 444 | 26
445 | 11.5 | 445 | 13 |  | 445 | 14 | 445 | 15 | 445 | 15.5 | 445 | 16 | 445 | 16.5 | 445 | 17.5 | 445 | 19 | 445 | 25 | 445 | 26
446 | 11.5 | 446 | 13 |  | 446 | 14 | 446 | 15 | 446 | 15.5 | 446 | 16 | 446 | 16.5 | 446 | 17.5 | 446 | 19 | 446 | 25 | 446 | 26
447 | 11.5 | 447 | 13 |  | 447 | 14 | 447 | 15 | 447 | 15.5 | 447 | 16 | 447 | 16.5 | 447 | 17.5 | 447 | 19 | 447 | 25 | 447 | 26
448 | 11.5 | 448 | 13 |  | 448 | 14 | 448 | 15 | 448 | 15.5 | 448 | 16 | 448 | 16.5 | 448 | 17.5 | 448 | 19 | 448 | 25 | 448 | 26
449 | 11.5 | 449 | 13 |  | 449 | 14 | 449 | 15 | 449 | 15.5 | 449 | 16 | 449 | 16.5 | 449 | 17.5 | 449 | 19 | 449 | 25 | 449 | 26
450 | 11.5 | 450 | 13.5 |  | 450 | 14 | 450 | 15 | 450 | 15.5 | 450 | 16 | 450 | 16.5 | 450 | 17.5 | 450 | 19 | 450 | 25 | 450 | 26
451 | 11.5 | 451 | 13.5 |  | 451 | 15 | 451 | 16.5 | 451 | 16.5 | 451 | 17 | 451 | 18 | 451 | 19.5 | 451 | 20.5 | 451 | 26 | 451 | 27
452 | 11.5 | 452 | 13.5 |  | 452 | 15 | 452 | 16.5 | 452 | 16.5 | 452 | 17 | 452 | 18 | 452 | 19.5 | 452 | 20.5 | 452 | 26 | 452 | 27
453 | 11.5 | 453 | 13.5 |  | 453 | 15 | 453 | 16.5 | 453 | 16.5 | 453 | 17 | 453 | 18 | 453 | 19.5 | 453 | 20.5 | 453 | 26 | 453 | 27
454 | 11.5 | 454 | 13.5 |  | 454 | 15 | 454 | 16.5 | 454 | 16.5 | 454 | 17 | 454 | 18 | 454 | 19.5 | 454 | 20.5 | 454 | 26 | 454 | 27
455 | 11.5 | 455 | 13.5 |  | 455 | 15 | 455 | 16.5 | 455 | 16.5 | 455 | 17 | 455 | 18 | 455 | 19.5 | 455 | 20.5 | 455 | 26 | 455 | 27
456 | 11.5 | 456 | 13.5 |  | 456 | 15 | 456 | 16.5 | 456 | 16.5 | 456 | 17 | 456 | 18 | 456 | 19.5 | 456 | 20.5 | 456 | 26 | 456 | 27
457 | 11.5 | 457 | 13.5 |  | 457 | 15 | 457 | 16.5 | 457 | 16.5 | 457 | 17 | 457 | 18 | 457 | 19.5 | 457 | 20.5 | 457 | 26 | 457 | 27
458 | 11.5 | 458 | 13.5 |  | 458 | 15 | 458 | 16.5 | 458 | 16.5 | 458 | 17 | 458 | 18 | 458 | 19.5 | 458 | 20.5 | 458 | 26 | 458 | 27
459 | 11.5 | 459 | 13.5 |  | 459 | 15 | 459 | 16.5 | 459 | 16.5 | 459 | 17 | 459 | 18 | 459 | 19.5 | 459 | 20.5 | 459 | 26 | 459 | 27
460 | 12 | 460 | 13.5 |  | 460 | 15 | 460 | 16.5 | 460 | 16.5 | 460 | 17 | 460 | 18 | 460 | 19.5 | 460 | 20.5 | 460 | 26 | 460 | 27
461 | 12 | 461 | 13.5 |  | 461 | 15 | 461 | 16.5 | 461 | 16.5 | 461 | 17 | 461 | 18 | 461 | 19.5 | 461 | 20.5 | 461 | 26 | 461 | 27
462 | 12 | 462 | 13.5 |  | 462 | 15 | 462 | 16.5 | 462 | 16.5 | 462 | 17 | 462 | 18 | 462 | 19.5 | 462 | 20.5 | 462 | 26 | 462 | 27
463 | 12 | 463 | 13.5 |  | 463 | 15 | 463 | 16.5 | 463 | 16.5 | 463 | 17 | 463 | 18 | 463 | 19.5 | 463 | 20.5 | 463 | 26 | 463 | 27
464 | 12 | 464 | 13.5 |  | 464 | 15 | 464 | 16.5 | 464 | 16.5 | 464 | 17 | 464 | 18 | 464 | 19.5 | 464 | 20.5 | 464 | 26 | 464 | 27
465 | 12 | 465 | 13.5 |  | 465 | 15 | 465 | 16.5 | 465 | 16.5 | 465 | 17 | 465 | 18 | 465 | 19.5 | 465 | 20.5 | 465 | 26 | 465 | 27
466 | 12 | 466 | 13.5 |  | 466 | 15 | 466 | 16.5 | 466 | 16.5 | 466 | 17 | 466 | 18 | 466 | 19.5 | 466 | 20.5 | 466 | 26 | 466 | 27
467 | 12 | 467 | 13.5 |  | 467 | 15 | 467 | 16.5 | 467 | 16.5 | 467 | 17 | 467 | 18 | 467 | 19.5 | 467 | 20.5 | 467 | 26 | 467 | 27
468 | 12 | 468 | 13.5 |  | 468 | 15 | 468 | 16.5 | 468 | 16.5 | 468 | 17 | 468 | 18 | 468 | 19.5 | 468 | 20.5 | 468 | 26 | 468 | 27
469 | 12 | 469 | 13.5 |  | 469 | 15 | 469 | 16.5 | 469 | 16.5 | 469 | 17 | 469 | 18 | 469 | 19.5 | 469 | 20.5 | 469 | 26 | 469 | 27
470 | 12 | 470 | 13.5 |  | 470 | 15 | 470 | 16.5 | 470 | 16.5 | 470 | 17 | 470 | 18 | 470 | 19.5 | 470 | 20.5 | 470 | 26 | 470 | 27
471 | 12 | 471 | 13.5 |  | 471 | 15 | 471 | 16.5 | 471 | 16.5 | 471 | 17 | 471 | 18 | 471 | 19.5 | 471 | 20.5 | 471 | 26 | 471 | 27
472 | 12 | 472 | 13.5 |  | 472 | 15 | 472 | 16.5 | 472 | 16.5 | 472 | 17 | 472 | 18 | 472 | 19.5 | 472 | 20.5 | 472 | 26 | 472 | 27
473 | 12 | 473 | 14 |  | 473 | 15 | 473 | 16.5 | 473 | 16.5 | 473 | 17 | 473 | 18 | 473 | 19.5 | 473 | 20.5 | 473 | 26 | 473 | 27
474 | 12 | 474 | 14 |  | 474 | 15 | 474 | 16.5 | 474 | 16.5 | 474 | 17 | 474 | 18 | 474 | 19.5 | 474 | 20.5 | 474 | 26 | 474 | 27
475 | 12 | 475 | 14 |  | 475 | 15 | 475 | 16.5 | 475 | 16.5 | 475 | 17 | 475 | 18 | 475 | 19.5 | 475 | 20.5 | 475 | 26 | 475 | 27
476 | 12.5 | 476 | 14 |  | 476 | 15 | 476 | 16.5 | 476 | 16.5 | 476 | 17 | 476 | 18 | 476 | 19.5 | 476 | 20.5 | 476 | 26 | 476 | 27
477 | 12.5 | 477 | 14 |  | 477 | 15 | 477 | 16.5 | 477 | 16.5 | 477 | 17 | 477 | 18 | 477 | 19.5 | 477 | 20.5 | 477 | 26 | 477 | 27
478 | 12.5 | 478 | 14 |  | 478 | 15 | 478 | 16.5 | 478 | 16.5 | 478 | 17 | 478 | 18 | 478 | 19.5 | 478 | 20.5 | 478 | 26 | 478 | 27
479 | 12.5 | 479 | 14 |  | 479 | 15 | 479 | 16.5 | 479 | 16.5 | 479 | 17 | 479 | 18 | 479 | 19.5 | 479 | 20.5 | 479 | 26 | 479 | 27
480 | 12.5 | 480 | 14 |  | 480 | 15 | 480 | 16.5 | 480 | 16.5 | 480 | 17 | 480 | 18 | 480 | 19.5 | 480 | 20.5 | 480 | 26 | 480 | 27
481 | 12.5 | 481 | 14 |  | 481 | 15 | 481 | 16.5 | 481 | 16.5 | 481 | 17 | 481 | 18 | 481 | 19.5 | 481 | 20.5 | 481 | 26 | 481 | 27
482 | 12.5 | 482 | 14 |  | 482 | 15 | 482 | 16.5 | 482 | 16.5 | 482 | 17 | 482 | 18 | 482 | 19.5 | 482 | 20.5 | 482 | 26 | 482 | 27
483 | 12.5 | 483 | 14 |  | 483 | 15 | 483 | 16.5 | 483 | 16.5 | 483 | 17 | 483 | 18 | 483 | 19.5 | 483 | 20.5 | 483 | 26 | 483 | 27
484 | 12.5 | 484 | 14 |  | 484 | 15 | 484 | 16.5 | 484 | 16.5 | 484 | 17 | 484 | 18 | 484 | 19.5 | 484 | 20.5 | 484 | 26 | 484 | 27
485 | 12.5 | 485 | 14 |  | 485 | 15 | 485 | 16.5 | 485 | 16.5 | 485 | 17 | 485 | 18 | 485 | 19.5 | 485 | 20.5 | 485 | 26 | 485 | 27
486 | 12.5 | 486 | 14 |  | 486 | 15 | 486 | 16.5 | 486 | 16.5 | 486 | 17 | 486 | 18 | 486 | 19.5 | 486 | 20.5 | 486 | 26 | 486 | 27
487 | 12.5 | 487 | 14 |  | 487 | 15 | 487 | 16.5 | 487 | 16.5 | 487 | 17 | 487 | 18 | 487 | 19.5 | 487 | 20.5 | 487 | 26 | 487 | 27
488 | 12.5 | 488 | 14 |  | 488 | 15 | 488 | 16.5 | 488 | 16.5 | 488 | 17 | 488 | 18 | 488 | 19.5 | 488 | 20.5 | 488 | 26 | 488 | 27
489 | 13 | 489 | 14 |  | 489 | 15 | 489 | 16.5 | 489 | 16.5 | 489 | 17 | 489 | 18 | 489 | 19.5 | 489 | 20.5 | 489 | 26 | 489 | 27
490 | 13 | 490 | 14 |  | 490 | 15 | 490 | 16.5 | 490 | 16.5 | 490 | 17 | 490 | 18 | 490 | 19.5 | 490 | 20.5 | 490 | 26 | 490 | 27
491 | 13 | 491 | 14 |  | 491 | 15 | 491 | 16.5 | 491 | 16.5 | 491 | 17 | 491 | 18 | 491 | 19.5 | 491 | 20.5 | 491 | 26 | 491 | 27
492 | 13 | 492 | 14 |  | 492 | 15 | 492 | 16.5 | 492 | 16.5 | 492 | 17 | 492 | 18 | 492 | 19.5 | 492 | 20.5 | 492 | 26 | 492 | 27
493 | 13 | 493 | 14 |  | 493 | 15 | 493 | 16.5 | 493 | 16.5 | 493 | 17 | 493 | 18 | 493 | 19.5 | 493 | 20.5 | 493 | 26 | 493 | 27
494 | 13 | 494 | 14 |  | 494 | 15 | 494 | 16.5 | 494 | 16.5 | 494 | 17 | 494 | 18 | 494 | 19.5 | 494 | 20.5 | 494 | 26 | 494 | 27
495 | 13 | 495 | 14 |  | 495 | 15 | 495 | 16.5 | 495 | 16.5 | 495 | 17 | 495 | 18 | 495 | 19.5 | 495 | 20.5 | 495 | 26 | 495 | 27
496 | 13 | 496 | 14 |  | 496 | 15 | 496 | 16.5 | 496 | 16.5 | 496 | 17 | 496 | 18 | 496 | 19.5 | 496 | 20.5 | 496 | 26 | 496 | 27
497 | 13 | 497 | 14 |  | 497 | 15 | 497 | 16.5 | 497 | 16.5 | 497 | 17 | 497 | 18 | 497 | 19.5 | 497 | 20.5 | 497 | 26 | 497 | 27
498 | 13 | 498 | 14 |  | 498 | 15 | 498 | 16.5 | 498 | 16.5 | 498 | 17 | 498 | 18 | 498 | 19.5 | 498 | 20.5 | 498 | 26 | 498 | 27
499 | 13 | 499 | 14 |  | 499 | 15 | 499 | 16.5 | 499 | 16.5 | 499 | 17 | 499 | 18 | 499 | 19.5 | 499 | 20.5 | 499 | 26 | 499 | 27
500 | 13 | 500 | 14 |  | 500 | 15 | 500 | 16.5 | 500 | 16.5 | 500 | 17 | 500 | 18 | 500 | 19.5 | 500 | 20.5 | 500 | 26 | 500 | 27
501 | 13 | 501 | 14 |  | 501 | 16 | 501 | 17.5 | 501 | 17.5 | 501 | 18.5 | 501 | 19.5 | 501 | 22.5 | 501 | 23.5 | 501 | 28 | 501 | 29.5
502 | 13 | 502 | 14 |  | 502 | 16 | 502 | 17.5 | 502 | 17.5 | 502 | 18.5 | 502 | 19.5 | 502 | 22.5 | 502 | 23.5 | 502 | 28 | 502 | 29.5
503 | 13 | 503 | 14 |  | 503 | 16 | 503 | 17.5 | 503 | 17.5 | 503 | 18.5 | 503 | 19.5 | 503 | 22.5 | 503 | 23.5 | 503 | 28 | 503 | 29.5
504 | 13 | 504 | 14.5 |  | 504 | 16 | 504 | 17.5 | 504 | 17.5 | 504 | 18.5 | 504 | 19.5 | 504 | 22.5 | 504 | 23.5 | 504 | 28 | 504 | 29.5
505 | 13 | 505 | 14.5 |  | 505 | 16 | 505 | 17.5 | 505 | 17.5 | 505 | 18.5 | 505 | 19.5 | 505 | 22.5 | 505 | 23.5 | 505 | 28 | 505 | 29.5
506 | 13 | 506 | 14.5 |  | 506 | 16 | 506 | 17.5 | 506 | 17.5 | 506 | 18.5 | 506 | 19.5 | 506 | 22.5 | 506 | 23.5 | 506 | 28 | 506 | 29.5
507 | 13 | 507 | 14.5 |  | 507 | 16 | 507 | 17.5 | 507 | 17.5 | 507 | 18.5 | 507 | 19.5 | 507 | 22.5 | 507 | 23.5 | 507 | 28 | 507 | 29.5
508 | 13 | 508 | 14.5 |  | 508 | 16 | 508 | 17.5 | 508 | 17.5 | 508 | 18.5 | 508 | 19.5 | 508 | 22.5 | 508 | 23.5 | 508 | 28 | 508 | 29.5
509 | 13 | 509 | 14.5 |  | 509 | 16 | 509 | 17.5 | 509 | 17.5 | 509 | 18.5 | 509 | 19.5 | 509 | 22.5 | 509 | 23.5 | 509 | 28 | 509 | 29.5
510 | 13 | 510 | 14.5 |  | 510 | 16 | 510 | 17.5 | 510 | 17.5 | 510 | 18.5 | 510 | 19.5 | 510 | 22.5 | 510 | 23.5 | 510 | 28 | 510 | 29.5
511 | 13 | 511 | 14.5 |  | 511 | 16 | 511 | 17.5 | 511 | 17.5 | 511 | 18.5 | 511 | 19.5 | 511 | 22.5 | 511 | 23.5 | 511 | 28 | 511 | 29.5
512 | 13 | 512 | 14.5 |  | 512 | 16 | 512 | 17.5 | 512 | 17.5 | 512 | 18.5 | 512 | 19.5 | 512 | 22.5 | 512 | 23.5 | 512 | 28 | 512 | 29.5
513 | 13 | 513 | 14.5 |  | 513 | 16 | 513 | 17.5 | 513 | 17.5 | 513 | 18.5 | 513 | 19.5 | 513 | 22.5 | 513 | 23.5 | 513 | 28 | 513 | 29.5
514 | 13.5 | 514 | 14.5 |  | 514 | 16 | 514 | 17.5 | 514 | 17.5 | 514 | 18.5 | 514 | 19.5 | 514 | 22.5 | 514 | 23.5 | 514 | 28 | 514 | 29.5
515 | 13.5 | 515 | 14.5 |  | 515 | 16 | 515 | 17.5 | 515 | 17.5 | 515 | 18.5 | 515 | 19.5 | 515 | 22.5 | 515 | 23.5 | 515 | 28 | 515 | 29.5
516 | 13.5 | 516 | 14.5 |  | 516 | 16 | 516 | 17.5 | 516 | 17.5 | 516 | 18.5 | 516 | 19.5 | 516 | 22.5 | 516 | 23.5 | 516 | 28 | 516 | 29.5
517 | 13.5 | 517 | 14.5 |  | 517 | 16 | 517 | 17.5 | 517 | 17.5 | 517 | 18.5 | 517 | 19.5 | 517 | 22.5 | 517 | 23.5 | 517 | 28 | 517 | 29.5
518 | 13.5 | 518 | 14.5 |  | 518 | 16 | 518 | 17.5 | 518 | 17.5 | 518 | 18.5 | 518 | 19.5 | 518 | 22.5 | 518 | 23.5 | 518 | 28 | 518 | 29.5
519 | 13.5 | 519 | 14.5 |  | 519 | 16 | 519 | 17.5 | 519 | 17.5 | 519 | 18.5 | 519 | 19.5 | 519 | 22.5 | 519 | 23.5 | 519 | 28 | 519 | 29.5
520 | 13.5 | 520 | 14.5 |  | 520 | 16 | 520 | 17.5 | 520 | 17.5 | 520 | 18.5 | 520 | 19.5 | 520 | 22.5 | 520 | 23.5 | 520 | 28 | 520 | 29.5
521 | 13.5 | 521 | 14.5 |  | 521 | 16 | 521 | 17.5 | 521 | 17.5 | 521 | 18.5 | 521 | 19.5 | 521 | 22.5 | 521 | 23.5 | 521 | 28 | 521 | 29.5
522 | 13.5 | 522 | 14.5 |  | 522 | 16 | 522 | 17.5 | 522 | 17.5 | 522 | 18.5 | 522 | 19.5 | 522 | 22.5 | 522 | 23.5 | 522 | 28 | 522 | 29.5
523 | 13.5 | 523 | 14.5 |  | 523 | 16 | 523 | 17.5 | 523 | 17.5 | 523 | 18.5 | 523 | 19.5 | 523 | 22.5 | 523 | 23.5 | 523 | 28 | 523 | 29.5
524 | 13.5 | 524 | 14.5 |  | 524 | 16 | 524 | 17.5 | 524 | 17.5 | 524 | 18.5 | 524 | 19.5 | 524 | 22.5 | 524 | 23.5 | 524 | 28 | 524 | 29.5
525 | 13.5 | 525 | 15 |  | 525 | 16 | 525 | 17.5 | 525 | 17.5 | 525 | 18.5 | 525 | 19.5 | 525 | 22.5 | 525 | 23.5 | 525 | 28 | 525 | 29.5
526 | 13.5 | 526 | 15 |  | 526 | 16 | 526 | 17.5 | 526 | 17.5 | 526 | 18.5 | 526 | 19.5 | 526 | 22.5 | 526 | 23.5 | 526 | 28 | 526 | 29.5
527 | 13.5 | 527 | 15 |  | 527 | 16 | 527 | 17.5 | 527 | 17.5 | 527 | 18.5 | 527 | 19.5 | 527 | 22.5 | 527 | 23.5 | 527 | 28 | 527 | 29.5
528 | 13.5 | 528 | 15 |  | 528 | 16 | 528 | 17.5 | 528 | 17.5 | 528 | 18.5 | 528 | 19.5 | 528 | 22.5 | 528 | 23.5 | 528 | 28 | 528 | 29.5
529 | 13.5 | 529 | 15 |  | 529 | 16 | 529 | 17.5 | 529 | 17.5 | 529 | 18.5 | 529 | 19.5 | 529 | 22.5 | 529 | 23.5 | 529 | 28 | 529 | 29.5
530 | 13.5 | 530 | 15 |  | 530 | 16 | 530 | 17.5 | 530 | 17.5 | 530 | 18.5 | 530 | 19.5 | 530 | 22.5 | 530 | 23.5 | 530 | 28 | 530 | 29.5
531 | 13.5 | 531 | 15 |  | 531 | 16 | 531 | 17.5 | 531 | 17.5 | 531 | 18.5 | 531 | 19.5 | 531 | 22.5 | 531 | 23.5 | 531 | 28 | 531 | 29.5
532 | 13.5 | 532 | 15 |  | 532 | 16 | 532 | 17.5 | 532 | 17.5 | 532 | 18.5 | 532 | 19.5 | 532 | 22.5 | 532 | 23.5 | 532 | 28 | 532 | 29.5
533 | 13.5 | 533 | 15 |  | 533 | 16 | 533 | 17.5 | 533 | 17.5 | 533 | 18.5 | 533 | 19.5 | 533 | 22.5 | 533 | 23.5 | 533 | 28 | 533 | 29.5
534 | 13.5 | 534 | 15 |  | 534 | 16 | 534 | 17.5 | 534 | 17.5 | 534 | 18.5 | 534 | 19.5 | 534 | 22.5 | 534 | 23.5 | 534 | 28 | 534 | 29.5
535 | 13.5 | 535 | 15 |  | 535 | 16 | 535 | 17.5 | 535 | 17.5 | 535 | 18.5 | 535 | 19.5 | 535 | 22.5 | 535 | 23.5 | 535 | 28 | 535 | 29.5
536 | 13.5 | 536 | 15 |  | 536 | 16 | 536 | 17.5 | 536 | 17.5 | 536 | 18.5 | 536 | 19.5 | 536 | 22.5 | 536 | 23.5 | 536 | 28 | 536 | 29.5
537 | 13.5 | 537 | 15 |  | 537 | 16 | 537 | 17.5 | 537 | 17.5 | 537 | 18.5 | 537 | 19.5 | 537 | 22.5 | 537 | 23.5 | 537 | 28 | 537 | 29.5
538 | 13.5 | 538 | 15 |  | 538 | 16 | 538 | 17.5 | 538 | 17.5 | 538 | 18.5 | 538 | 19.5 | 538 | 22.5 | 538 | 23.5 | 538 | 28 | 538 | 29.5
539 | 13.5 | 539 | 15 |  | 539 | 16 | 539 | 17.5 | 539 | 17.5 | 539 | 18.5 | 539 | 19.5 | 539 | 22.5 | 539 | 23.5 | 539 | 28 | 539 | 29.5
540 | 13.5 | 540 | 15 |  | 540 | 16 | 540 | 17.5 | 540 | 17.5 | 540 | 18.5 | 540 | 19.5 | 540 | 22.5 | 540 | 23.5 | 540 | 28 | 540 | 29.5
541 | 13.5 | 541 | 15 |  | 541 | 16 | 541 | 17.5 | 541 | 17.5 | 541 | 18.5 | 541 | 19.5 | 541 | 22.5 | 541 | 23.5 | 541 | 28 | 541 | 29.5
542 | 13.5 | 542 | 15 |  | 542 | 16 | 542 | 17.5 | 542 | 17.5 | 542 | 18.5 | 542 | 19.5 | 542 | 22.5 | 542 | 23.5 | 542 | 28 | 542 | 29.5
543 | 13.5 | 543 | 15 |  | 543 | 16 | 543 | 17.5 | 543 | 17.5 | 543 | 18.5 | 543 | 19.5 | 543 | 22.5 | 543 | 23.5 | 543 | 28 | 543 | 29.5
544 | 13.5 | 544 | 15 |  | 544 | 16 | 544 | 17.5 | 544 | 17.5 | 544 | 18.5 | 544 | 19.5 | 544 | 22.5 | 544 | 23.5 | 544 | 28 | 544 | 29.5
545 | 13.5 | 545 | 15 |  | 545 | 16 | 545 | 17.5 | 545 | 17.5 | 545 | 18.5 | 545 | 19.5 | 545 | 22.5 | 545 | 23.5 | 545 | 28 | 545 | 29.5
546 | 13.5 | 546 | 15 |  | 546 | 16 | 546 | 17.5 | 546 | 17.5 | 546 | 18.5 | 546 | 19.5 | 546 | 22.5 | 546 | 23.5 | 546 | 28 | 546 | 29.5
547 | 13.5 | 547 | 15 |  | 547 | 16 | 547 | 17.5 | 547 | 17.5 | 547 | 18.5 | 547 | 19.5 | 547 | 22.5 | 547 | 23.5 | 547 | 28 | 547 | 29.5
548 | 14 | 548 | 15 |  | 548 | 16 | 548 | 17.5 | 548 | 17.5 | 548 | 18.5 | 548 | 19.5 | 548 | 22.5 | 548 | 23.5 | 548 | 28 | 548 | 29.5
549 | 14 | 549 | 15 |  | 549 | 16 | 549 | 17.5 | 549 | 17.5 | 549 | 18.5 | 549 | 19.5 | 549 | 22.5 | 549 | 23.5 | 549 | 28 | 549 | 29.5
550 | 14 | 550 | 15 |  | 550 | 16 | 550 | 17.5 | 550 | 17.5 | 550 | 18.5 | 550 | 19.5 | 550 | 22.5 | 550 | 23.5 | 550 | 28 | 550 | 29.5
551 | 14 | 551 | 15.5 |  | 551 | 17 | 551 | 19.5 | 551 | 19 | 551 | 20 | 551 | 23 | 551 | 25 | 551 | 25.5 | 551 | 30.5 | 551 | 33
552 | 14 | 552 | 15.5 |  | 552 | 17 | 552 | 19.5 | 552 | 19 | 552 | 20 | 552 | 23 | 552 | 25 | 552 | 25.5 | 552 | 30.5 | 552 | 33
553 | 14 | 553 | 15.5 |  | 553 | 17 | 553 | 19.5 | 553 | 19 | 553 | 20 | 553 | 23 | 553 | 25 | 553 | 25.5 | 553 | 30.5 | 553 | 33
554 | 14 | 554 | 15.5 |  | 554 | 17 | 554 | 19.5 | 554 | 19 | 554 | 20 | 554 | 23 | 554 | 25 | 554 | 25.5 | 554 | 30.5 | 554 | 33
555 | 14 | 555 | 15.5 |  | 555 | 17 | 555 | 19.5 | 555 | 19 | 555 | 20 | 555 | 23 | 555 | 25 | 555 | 25.5 | 555 | 30.5 | 555 | 33
556 | 14 | 556 | 15.5 |  | 556 | 17 | 556 | 19.5 | 556 | 19 | 556 | 20 | 556 | 23 | 556 | 25 | 556 | 25.5 | 556 | 30.5 | 556 | 33
557 | 14 | 557 | 15.5 |  | 557 | 17 | 557 | 19.5 | 557 | 19 | 557 | 20 | 557 | 23 | 557 | 25 | 557 | 25.5 | 557 | 30.5 | 557 | 33
558 | 14 | 558 | 15.5 |  | 558 | 17 | 558 | 19.5 | 558 | 19 | 558 | 20 | 558 | 23 | 558 | 25 | 558 | 25.5 | 558 | 30.5 | 558 | 33
559 | 14 | 559 | 15.5 |  | 559 | 17 | 559 | 19.5 | 559 | 19 | 559 | 20 | 559 | 23 | 559 | 25 | 559 | 25.5 | 559 | 30.5 | 559 | 33
560 | 14 | 560 | 15.5 |  | 560 | 17 | 560 | 19.5 | 560 | 19 | 560 | 20 | 560 | 23 | 560 | 25 | 560 | 25.5 | 560 | 30.5 | 560 | 33
561 | 14 | 561 | 15.5 |  | 561 | 17 | 561 | 19.5 | 561 | 19 | 561 | 20 | 561 | 23 | 561 | 25 | 561 | 25.5 | 561 | 30.5 | 561 | 33
562 | 14 | 562 | 15.5 |  | 562 | 17 | 562 | 19.5 | 562 | 19 | 562 | 20 | 562 | 23 | 562 | 25 | 562 | 25.5 | 562 | 30.5 | 562 | 33
563 | 14 | 563 | 16 |  | 563 | 17 | 563 | 19.5 | 563 | 19 | 563 | 20 | 563 | 23 | 563 | 25 | 563 | 25.5 | 563 | 30.5 | 563 | 33
564 | 14 | 564 | 16 |  | 564 | 17 | 564 | 19.5 | 564 | 19 | 564 | 20 | 564 | 23 | 564 | 25 | 564 | 25.5 | 564 | 30.5 | 564 | 33
565 | 14 | 565 | 16 |  | 565 | 17 | 565 | 19.5 | 565 | 19 | 565 | 20 | 565 | 23 | 565 | 25 | 565 | 25.5 | 565 | 30.5 | 565 | 33
566 | 14 | 566 | 16 |  | 566 | 17 | 566 | 19.5 | 566 | 19 | 566 | 20 | 566 | 23 | 566 | 25 | 566 | 25.5 | 566 | 30.5 | 566 | 33
567 | 14 | 567 | 16 |  | 567 | 17 | 567 | 19.5 | 567 | 19 | 567 | 20 | 567 | 23 | 567 | 25 | 567 | 25.5 | 567 | 30.5 | 567 | 33
568 | 14 | 568 | 16 |  | 568 | 17 | 568 | 19.5 | 568 | 19 | 568 | 20 | 568 | 23 | 568 | 25 | 568 | 25.5 | 568 | 30.5 | 568 | 33
569 | 14 | 569 | 16 |  | 569 | 17 | 569 | 19.5 | 569 | 19 | 569 | 20 | 569 | 23 | 569 | 25 | 569 | 25.5 | 569 | 30.5 | 569 | 33
570 | 14 | 570 | 16 |  | 570 | 17 | 570 | 19.5 | 570 | 19 | 570 | 20 | 570 | 23 | 570 | 25 | 570 | 25.5 | 570 | 30.5 | 570 | 33
571 | 14.5 | 571 | 16 |  | 571 | 17 | 571 | 19.5 | 571 | 19 | 571 | 20 | 571 | 23 | 571 | 25 | 571 | 25.5 | 571 | 30.5 | 571 | 33
572 | 14.5 | 572 | 16 |  | 572 | 17 | 572 | 19.5 | 572 | 19 | 572 | 20 | 572 | 23 | 572 | 25 | 572 | 25.5 | 572 | 30.5 | 572 | 33
573 | 14.5 | 573 | 16 |  | 573 | 17 | 573 | 19.5 | 573 | 19 | 573 | 20 | 573 | 23 | 573 | 25 | 573 | 25.5 | 573 | 30.5 | 573 | 33
574 | 14.5 | 574 | 16 |  | 574 | 17 | 574 | 19.5 | 574 | 19 | 574 | 20 | 574 | 23 | 574 | 25 | 574 | 25.5 | 574 | 30.5 | 574 | 33
575 | 14.5 | 575 | 16 |  | 575 | 17 | 575 | 19.5 | 575 | 19 | 575 | 20 | 575 | 23 | 575 | 25 | 575 | 25.5 | 575 | 30.5 | 575 | 33
576 | 14.5 | 576 | 16 |  | 576 | 17 | 576 | 19.5 | 576 | 19 | 576 | 20 | 576 | 23 | 576 | 25 | 576 | 25.5 | 576 | 30.5 | 576 | 33
577 | 14.5 | 577 | 16 |  | 577 | 17 | 577 | 19.5 | 577 | 19 | 577 | 20 | 577 | 23 | 577 | 25 | 577 | 25.5 | 577 | 30.5 | 577 | 33
578 | 14.5 | 578 | 16 |  | 578 | 17 | 578 | 19.5 | 578 | 19 | 578 | 20 | 578 | 23 | 578 | 25 | 578 | 25.5 | 578 | 30.5 | 578 | 33
579 | 14.5 | 579 | 16 |  | 579 | 17 | 579 | 19.5 | 579 | 19 | 579 | 20 | 579 | 23 | 579 | 25 | 579 | 25.5 | 579 | 30.5 | 579 | 33
580 | 14.5 | 580 | 16 |  | 580 | 17 | 580 | 19.5 | 580 | 19 | 580 | 20 | 580 | 23 | 580 | 25 | 580 | 25.5 | 580 | 30.5 | 580 | 33
581 | 14.5 | 581 | 16 |  | 581 | 17 | 581 | 19.5 | 581 | 19 | 581 | 20 | 581 | 23 | 581 | 25 | 581 | 25.5 | 581 | 30.5 | 581 | 33
582 | 14.5 | 582 | 16 |  | 582 | 17 | 582 | 19.5 | 582 | 19 | 582 | 20 | 582 | 23 | 582 | 25 | 582 | 25.5 | 582 | 30.5 | 582 | 33
583 | 14.5 | 583 | 16 |  | 583 | 17 | 583 | 19.5 | 583 | 19 | 583 | 20 | 583 | 23 | 583 | 25 | 583 | 25.5 | 583 | 30.5 | 583 | 33
584 | 14.5 | 584 | 16 |  | 584 | 17 | 584 | 19.5 | 584 | 19 | 584 | 20 | 584 | 23 | 584 | 25 | 584 | 25.5 | 584 | 30.5 | 584 | 33
585 | 14.5 | 585 | 16 |  | 585 | 17 | 585 | 19.5 | 585 | 19 | 585 | 20 | 585 | 23 | 585 | 25 | 585 | 25.5 | 585 | 30.5 | 585 | 33
586 | 14.5 | 586 | 16 |  | 586 | 17 | 586 | 19.5 | 586 | 19 | 586 | 20 | 586 | 23 | 586 | 25 | 586 | 25.5 | 586 | 30.5 | 586 | 33
587 | 14.5 | 587 | 16 |  | 587 | 17 | 587 | 19.5 | 587 | 19 | 587 | 20 | 587 | 23 | 587 | 25 | 587 | 25.5 | 587 | 30.5 | 587 | 33
588 | 14.5 | 588 | 16 |  | 588 | 17 | 588 | 19.5 | 588 | 19 | 588 | 20 | 588 | 23 | 588 | 25 | 588 | 25.5 | 588 | 30.5 | 588 | 33
589 | 14.5 | 589 | 16 |  | 589 | 17 | 589 | 19.5 | 589 | 19 | 589 | 20 | 589 | 23 | 589 | 25 | 589 | 25.5 | 589 | 30.5 | 589 | 33
590 | 14.5 | 590 | 16 |  | 590 | 17 | 590 | 19.5 | 590 | 19 | 590 | 20 | 590 | 23 | 590 | 25 | 590 | 25.5 | 590 | 30.5 | 590 | 33
591 | 14.5 | 591 | 16 |  | 591 | 17 | 591 | 19.5 | 591 | 19 | 591 | 20 | 591 | 23 | 591 | 25 | 591 | 25.5 | 591 | 30.5 | 591 | 33
592 | 14.5 | 592 | 16 |  | 592 | 17 | 592 | 19.5 | 592 | 19 | 592 | 20 | 592 | 23 | 592 | 25 | 592 | 25.5 | 592 | 30.5 | 592 | 33
593 | 14.5 | 593 | 16.5 |  | 593 | 17 | 593 | 19.5 | 593 | 19 | 593 | 20 | 593 | 23 | 593 | 25 | 593 | 25.5 | 593 | 30.5 | 593 | 33
594 | 14.5 | 594 | 16.5 |  | 594 | 17 | 594 | 19.5 | 594 | 19 | 594 | 20 | 594 | 23 | 594 | 25 | 594 | 25.5 | 594 | 30.5 | 594 | 33
595 | 14.5 | 595 | 16.5 |  | 595 | 17 | 595 | 19.5 | 595 | 19 | 595 | 20 | 595 | 23 | 595 | 25 | 595 | 25.5 | 595 | 30.5 | 595 | 33
596 | 14.5 | 596 | 16.5 |  | 596 | 17 | 596 | 19.5 | 596 | 19 | 596 | 20 | 596 | 23 | 596 | 25 | 596 | 25.5 | 596 | 30.5 | 596 | 33
597 | 14.5 | 597 | 16.5 |  | 597 | 17 | 597 | 19.5 | 597 | 19 | 597 | 20 | 597 | 23 | 597 | 25 | 597 | 25.5 | 597 | 30.5 | 597 | 33
598 | 14.5 | 598 | 16.5 |  | 598 | 17 | 598 | 19.5 | 598 | 19 | 598 | 20 | 598 | 23 | 598 | 25 | 598 | 25.5 | 598 | 30.5 | 598 | 33
599 | 14.5 | 599 | 16.5 |  | 599 | 17 | 599 | 19.5 | 599 | 19 | 599 | 20 | 599 | 23 | 599 | 25 | 599 | 25.5 | 599 | 30.5 | 599 | 33
600 | 14.5 | 600 | 16.5 |  | 600 | 17 | 600 | 19.5 | 600 | 19 | 600 | 20 | 600 | 23 | 600 | 25 | 600 | 25.5 | 600 | 30.5 | 600 | 33
601 | 15 | 601 | 17 |  | 601 | 18.5 | 601 | 20.5 | 601 | 20.5 | 601 | 22.5 | 601 | 25 | 601 | 25.5 | 601 | 26.5 | 601 | 33.5 | 601 | 34.5
602 | 15 | 602 | 17 |  | 602 | 18.5 | 602 | 20.5 | 602 | 20.5 | 602 | 22.5 | 602 | 25 | 602 | 25.5 | 602 | 26.5 | 602 | 33.5 | 602 | 34.5
603 | 15 | 603 | 17 |  | 603 | 18.5 | 603 | 20.5 | 603 | 20.5 | 603 | 22.5 | 603 | 25 | 603 | 25.5 | 603 | 26.5 | 603 | 33.5 | 603 | 34.5
604 | 15 | 604 | 17 |  | 604 | 18.5 | 604 | 20.5 | 604 | 20.5 | 604 | 22.5 | 604 | 25 | 604 | 25.5 | 604 | 26.5 | 604 | 33.5 | 604 | 34.5
605 | 15 | 605 | 17 |  | 605 | 18.5 | 605 | 20.5 | 605 | 20.5 | 605 | 22.5 | 605 | 25 | 605 | 25.5 | 605 | 26.5 | 605 | 33.5 | 605 | 34.5
606 | 15 | 606 | 17 |  | 606 | 18.5 | 606 | 20.5 | 606 | 20.5 | 606 | 22.5 | 606 | 25 | 606 | 25.5 | 606 | 26.5 | 606 | 33.5 | 606 | 34.5
607 | 15 | 607 | 17 |  | 607 | 18.5 | 607 | 20.5 | 607 | 20.5 | 607 | 22.5 | 607 | 25 | 607 | 25.5 | 607 | 26.5 | 607 | 33.5 | 607 | 34.5
608 | 15 | 608 | 17 |  | 608 | 18.5 | 608 | 20.5 | 608 | 20.5 | 608 | 22.5 | 608 | 25 | 608 | 25.5 | 608 | 26.5 | 608 | 33.5 | 608 | 34.5
609 | 15 | 609 | 17 |  | 609 | 18.5 | 609 | 20.5 | 609 | 20.5 | 609 | 22.5 | 609 | 25 | 609 | 25.5 | 609 | 26.5 | 609 | 33.5 | 609 | 34.5
610 | 15 | 610 | 17 |  | 610 | 18.5 | 610 | 20.5 | 610 | 20.5 | 610 | 22.5 | 610 | 25 | 610 | 25.5 | 610 | 26.5 | 610 | 33.5 | 610 | 34.5
611 | 15 | 611 | 17 |  | 611 | 18.5 | 611 | 20.5 | 611 | 20.5 | 611 | 22.5 | 611 | 25 | 611 | 25.5 | 611 | 26.5 | 611 | 33.5 | 611 | 34.5
612 | 15 | 612 | 17 |  | 612 | 18.5 | 612 | 20.5 | 612 | 20.5 | 612 | 22.5 | 612 | 25 | 612 | 25.5 | 612 | 26.5 | 612 | 33.5 | 612 | 34.5
613 | 15 | 613 | 17 |  | 613 | 18.5 | 613 | 20.5 | 613 | 20.5 | 613 | 22.5 | 613 | 25 | 613 | 25.5 | 613 | 26.5 | 613 | 33.5 | 613 | 34.5
614 | 15 | 614 | 17 |  | 614 | 18.5 | 614 | 20.5 | 614 | 20.5 | 614 | 22.5 | 614 | 25 | 614 | 25.5 | 614 | 26.5 | 614 | 33.5 | 614 | 34.5
615 | 15 | 615 | 17 |  | 615 | 18.5 | 615 | 20.5 | 615 | 20.5 | 615 | 22.5 | 615 | 25 | 615 | 25.5 | 615 | 26.5 | 615 | 33.5 | 615 | 34.5
616 | 15 | 616 | 17 |  | 616 | 18.5 | 616 | 20.5 | 616 | 20.5 | 616 | 22.5 | 616 | 25 | 616 | 25.5 | 616 | 26.5 | 616 | 33.5 | 616 | 34.5
617 | 15 | 617 | 17 |  | 617 | 18.5 | 617 | 20.5 | 617 | 20.5 | 617 | 22.5 | 617 | 25 | 617 | 25.5 | 617 | 26.5 | 617 | 33.5 | 617 | 34.5
618 | 15 | 618 | 17 |  | 618 | 18.5 | 618 | 20.5 | 618 | 20.5 | 618 | 22.5 | 618 | 25 | 618 | 25.5 | 618 | 26.5 | 618 | 33.5 | 618 | 34.5
619 | 15 | 619 | 17 |  | 619 | 18.5 | 619 | 20.5 | 619 | 20.5 | 619 | 22.5 | 619 | 25 | 619 | 25.5 | 619 | 26.5 | 619 | 33.5 | 619 | 34.5
620 | 15 | 620 | 17 |  | 620 | 18.5 | 620 | 20.5 | 620 | 20.5 | 620 | 22.5 | 620 | 25 | 620 | 25.5 | 620 | 26.5 | 620 | 33.5 | 620 | 34.5
621 | 15 | 621 | 17 |  | 621 | 18.5 | 621 | 20.5 | 621 | 20.5 | 621 | 22.5 | 621 | 25 | 621 | 25.5 | 621 | 26.5 | 621 | 33.5 | 621 | 34.5
622 | 15 | 622 | 17 |  | 622 | 18.5 | 622 | 20.5 | 622 | 20.5 | 622 | 22.5 | 622 | 25 | 622 | 25.5 | 622 | 26.5 | 622 | 33.5 | 622 | 34.5
623 | 15 | 623 | 17 |  | 623 | 18.5 | 623 | 20.5 | 623 | 20.5 | 623 | 22.5 | 623 | 25 | 623 | 25.5 | 623 | 26.5 | 623 | 33.5 | 623 | 34.5
624 | 15 | 624 | 17 |  | 624 | 18.5 | 624 | 20.5 | 624 | 20.5 | 624 | 22.5 | 624 | 25 | 624 | 25.5 | 624 | 26.5 | 624 | 33.5 | 624 | 34.5
625 | 15 | 625 | 17 |  | 625 | 18.5 | 625 | 20.5 | 625 | 20.5 | 625 | 22.5 | 625 | 25 | 625 | 25.5 | 625 | 26.5 | 625 | 33.5 | 625 | 34.5
626 | 15 | 626 | 17 |  | 626 | 18.5 | 626 | 20.5 | 626 | 20.5 | 626 | 22.5 | 626 | 25 | 626 | 25.5 | 626 | 26.5 | 626 | 33.5 | 626 | 34.5
627 | 15 | 627 | 17 |  | 627 | 18.5 | 627 | 20.5 | 627 | 20.5 | 627 | 22.5 | 627 | 25 | 627 | 25.5 | 627 | 26.5 | 627 | 33.5 | 627 | 34.5
628 | 15 | 628 | 17 |  | 628 | 18.5 | 628 | 20.5 | 628 | 20.5 | 628 | 22.5 | 628 | 25 | 628 | 25.5 | 628 | 26.5 | 628 | 33.5 | 628 | 34.5
629 | 15 | 629 | 17 |  | 629 | 18.5 | 629 | 20.5 | 629 | 20.5 | 629 | 22.5 | 629 | 25 | 629 | 25.5 | 629 | 26.5 | 629 | 33.5 | 629 | 34.5
630 | 15 | 630 | 17 |  | 630 | 18.5 | 630 | 20.5 | 630 | 20.5 | 630 | 22.5 | 630 | 25 | 630 | 25.5 | 630 | 26.5 | 630 | 33.5 | 630 | 34.5
631 | 15 | 631 | 17 |  | 631 | 18.5 | 631 | 20.5 | 631 | 20.5 | 631 | 22.5 | 631 | 25 | 631 | 25.5 | 631 | 26.5 | 631 | 33.5 | 631 | 34.5
632 | 15 | 632 | 17 |  | 632 | 18.5 | 632 | 20.5 | 632 | 20.5 | 632 | 22.5 | 632 | 25 | 632 | 25.5 | 632 | 26.5 | 632 | 33.5 | 632 | 34.5
633 | 15 | 633 | 17 |  | 633 | 18.5 | 633 | 20.5 | 633 | 20.5 | 633 | 22.5 | 633 | 25 | 633 | 25.5 | 633 | 26.5 | 633 | 33.5 | 633 | 34.5
634 | 15 | 634 | 17 |  | 634 | 18.5 | 634 | 20.5 | 634 | 20.5 | 634 | 22.5 | 634 | 25 | 634 | 25.5 | 634 | 26.5 | 634 | 33.5 | 634 | 34.5
635 | 15 | 635 | 17 |  | 635 | 18.5 | 635 | 20.5 | 635 | 20.5 | 635 | 22.5 | 635 | 25 | 635 | 25.5 | 635 | 26.5 | 635 | 33.5 | 635 | 34.5
636 | 15.5 | 636 | 17 |  | 636 | 18.5 | 636 | 20.5 | 636 | 20.5 | 636 | 22.5 | 636 | 25 | 636 | 25.5 | 636 | 26.5 | 636 | 33.5 | 636 | 34.5
637 | 15.5 | 637 | 17 |  | 637 | 18.5 | 637 | 20.5 | 637 | 20.5 | 637 | 22.5 | 637 | 25 | 637 | 25.5 | 637 | 26.5 | 637 | 33.5 | 637 | 34.5
638 | 15.5 | 638 | 17 |  | 638 | 18.5 | 638 | 20.5 | 638 | 20.5 | 638 | 22.5 | 638 | 25 | 638 | 25.5 | 638 | 26.5 | 638 | 33.5 | 638 | 34.5
639 | 15.5 | 639 | 17 |  | 639 | 18.5 | 639 | 20.5 | 639 | 20.5 | 639 | 22.5 | 639 | 25 | 639 | 25.5 | 639 | 26.5 | 639 | 33.5 | 639 | 34.5
640 | 15.5 | 640 | 17 |  | 640 | 18.5 | 640 | 20.5 | 640 | 20.5 | 640 | 22.5 | 640 | 25 | 640 | 25.5 | 640 | 26.5 | 640 | 33.5 | 640 | 34.5
641 | 15.5 | 641 | 17 |  | 641 | 18.5 | 641 | 20.5 | 641 | 20.5 | 641 | 22.5 | 641 | 25 | 641 | 25.5 | 641 | 26.5 | 641 | 33.5 | 641 | 34.5
642 | 15.5 | 642 | 17 |  | 642 | 18.5 | 642 | 20.5 | 642 | 20.5 | 642 | 22.5 | 642 | 25 | 642 | 25.5 | 642 | 26.5 | 642 | 33.5 | 642 | 34.5
643 | 15.5 | 643 | 17 |  | 643 | 18.5 | 643 | 20.5 | 643 | 20.5 | 643 | 22.5 | 643 | 25 | 643 | 25.5 | 643 | 26.5 | 643 | 33.5 | 643 | 34.5
644 | 15.5 | 644 | 17 |  | 644 | 18.5 | 644 | 20.5 | 644 | 20.5 | 644 | 22.5 | 644 | 25 | 644 | 25.5 | 644 | 26.5 | 644 | 33.5 | 644 | 34.5
645 | 15.5 | 645 | 17 |  | 645 | 18.5 | 645 | 20.5 | 645 | 20.5 | 645 | 22.5 | 645 | 25 | 645 | 25.5 | 645 | 26.5 | 645 | 33.5 | 645 | 34.5
646 | 15.5 | 646 | 17 |  | 646 | 18.5 | 646 | 20.5 | 646 | 20.5 | 646 | 22.5 | 646 | 25 | 646 | 25.5 | 646 | 26.5 | 646 | 33.5 | 646 | 34.5
647 | 15.5 | 647 | 17 |  | 647 | 18.5 | 647 | 20.5 | 647 | 20.5 | 647 | 22.5 | 647 | 25 | 647 | 25.5 | 647 | 26.5 | 647 | 33.5 | 647 | 34.5
648 | 15.5 | 648 | 17 |  | 648 | 18.5 | 648 | 20.5 | 648 | 20.5 | 648 | 22.5 | 648 | 25 | 648 | 25.5 | 648 | 26.5 | 648 | 33.5 | 648 | 34.5
649 | 15.5 | 649 | 17 |  | 649 | 18.5 | 649 | 20.5 | 649 | 20.5 | 649 | 22.5 | 649 | 25 | 649 | 25.5 | 649 | 26.5 | 649 | 33.5 | 649 | 34.5
650 | 15.5 | 650 | 17 |  | 650 | 18.5 | 650 | 20.5 | 650 | 20.5 | 650 | 22.5 | 650 | 25 | 650 | 25.5 | 650 | 26.5 | 650 | 33.5 | 650 | 34.5
651 | 16 | 651 | 18.5 |  | 651 | 20 | 651 | 21.5 | 651 | 21.5 | 651 | 24 | 651 | 25.5 | 651 | 27.5 | 651 | 27.5 | 651 | 34.5 | 651 | 36.5
652 | 16 | 652 | 18.5 |  | 652 | 20 | 652 | 21.5 | 652 | 21.5 | 652 | 24 | 652 | 25.5 | 652 | 27.5 | 652 | 27.5 | 652 | 34.5 | 652 | 36.5
653 | 16 | 653 | 18.5 |  | 653 | 20 | 653 | 21.5 | 653 | 21.5 | 653 | 24 | 653 | 25.5 | 653 | 27.5 | 653 | 27.5 | 653 | 34.5 | 653 | 36.5
654 | 16 | 654 | 18.5 |  | 654 | 20 | 654 | 21.5 | 654 | 21.5 | 654 | 24 | 654 | 25.5 | 654 | 27.5 | 654 | 27.5 | 654 | 34.5 | 654 | 36.5
655 | 16 | 655 | 18.5 |  | 655 | 20 | 655 | 21.5 | 655 | 21.5 | 655 | 24 | 655 | 25.5 | 655 | 27.5 | 655 | 27.5 | 655 | 34.5 | 655 | 36.5
656 | 16 | 656 | 18.5 |  | 656 | 20 | 656 | 21.5 | 656 | 21.5 | 656 | 24 | 656 | 25.5 | 656 | 27.5 | 656 | 27.5 | 656 | 34.5 | 656 | 36.5
657 | 16 | 657 | 18.5 |  | 657 | 20 | 657 | 21.5 | 657 | 21.5 | 657 | 24 | 657 | 25.5 | 657 | 27.5 | 657 | 27.5 | 657 | 34.5 | 657 | 36.5
658 | 16 | 658 | 18.5 |  | 658 | 20 | 658 | 21.5 | 658 | 21.5 | 658 | 24 | 658 | 25.5 | 658 | 27.5 | 658 | 27.5 | 658 | 34.5 | 658 | 36.5
659 | 16 | 659 | 18.5 |  | 659 | 20 | 659 | 21.5 | 659 | 21.5 | 659 | 24 | 659 | 25.5 | 659 | 27.5 | 659 | 27.5 | 659 | 34.5 | 659 | 36.5
660 | 16 | 660 | 18.5 |  | 660 | 20 | 660 | 21.5 | 660 | 21.5 | 660 | 24 | 660 | 25.5 | 660 | 27.5 | 660 | 27.5 | 660 | 34.5 | 660 | 36.5
661 | 16 | 661 | 18.5 |  | 661 | 20 | 661 | 21.5 | 661 | 21.5 | 661 | 24 | 661 | 25.5 | 661 | 27.5 | 661 | 27.5 | 661 | 34.5 | 661 | 36.5
662 | 16 | 662 | 18.5 |  | 662 | 20 | 662 | 21.5 | 662 | 21.5 | 662 | 24 | 662 | 25.5 | 662 | 27.5 | 662 | 27.5 | 662 | 34.5 | 662 | 36.5
663 | 16 | 663 | 18.5 |  | 663 | 20 | 663 | 21.5 | 663 | 21.5 | 663 | 24 | 663 | 25.5 | 663 | 27.5 | 663 | 27.5 | 663 | 34.5 | 663 | 36.5
664 | 16 | 664 | 18.5 |  | 664 | 20 | 664 | 21.5 | 664 | 21.5 | 664 | 24 | 664 | 25.5 | 664 | 27.5 | 664 | 27.5 | 664 | 34.5 | 664 | 36.5
665 | 16 | 665 | 18.5 |  | 665 | 20 | 665 | 21.5 | 665 | 21.5 | 665 | 24 | 665 | 25.5 | 665 | 27.5 | 665 | 27.5 | 665 | 34.5 | 665 | 36.5
666 | 16 | 666 | 18.5 |  | 666 | 20 | 666 | 21.5 | 666 | 21.5 | 666 | 24 | 666 | 25.5 | 666 | 27.5 | 666 | 27.5 | 666 | 34.5 | 666 | 36.5
667 | 16 | 667 | 18.5 |  | 667 | 20 | 667 | 21.5 | 667 | 21.5 | 667 | 24 | 667 | 25.5 | 667 | 27.5 | 667 | 27.5 | 667 | 34.5 | 667 | 36.5
668 | 16 | 668 | 18.5 |  | 668 | 20 | 668 | 21.5 | 668 | 21.5 | 668 | 24 | 668 | 25.5 | 668 | 27.5 | 668 | 27.5 | 668 | 34.5 | 668 | 36.5
669 | 16 | 669 | 18.5 |  | 669 | 20 | 669 | 21.5 | 669 | 21.5 | 669 | 24 | 669 | 25.5 | 669 | 27.5 | 669 | 27.5 | 669 | 34.5 | 669 | 36.5
670 | 16 | 670 | 18.5 |  | 670 | 20 | 670 | 21.5 | 670 | 21.5 | 670 | 24 | 670 | 25.5 | 670 | 27.5 | 670 | 27.5 | 670 | 34.5 | 670 | 36.5
671 | 16 | 671 | 18.5 |  | 671 | 20 | 671 | 21.5 | 671 | 21.5 | 671 | 24 | 671 | 25.5 | 671 | 27.5 | 671 | 27.5 | 671 | 34.5 | 671 | 36.5
672 | 16 | 672 | 18.5 |  | 672 | 20 | 672 | 21.5 | 672 | 21.5 | 672 | 24 | 672 | 25.5 | 672 | 27.5 | 672 | 27.5 | 672 | 34.5 | 672 | 36.5
673 | 16 | 673 | 18.5 |  | 673 | 20 | 673 | 21.5 | 673 | 21.5 | 673 | 24 | 673 | 25.5 | 673 | 27.5 | 673 | 27.5 | 673 | 34.5 | 673 | 36.5
674 | 16 | 674 | 18.5 |  | 674 | 20 | 674 | 21.5 | 674 | 21.5 | 674 | 24 | 674 | 25.5 | 674 | 27.5 | 674 | 27.5 | 674 | 34.5 | 674 | 36.5
675 | 16 | 675 | 18.5 |  | 675 | 20 | 675 | 21.5 | 675 | 21.5 | 675 | 24 | 675 | 25.5 | 675 | 27.5 | 675 | 27.5 | 675 | 34.5 | 675 | 36.5
676 | 16 | 676 | 18.5 |  | 676 | 20 | 676 | 21.5 | 676 | 21.5 | 676 | 24 | 676 | 25.5 | 676 | 27.5 | 676 | 27.5 | 676 | 34.5 | 676 | 36.5
677 | 16 | 677 | 18.5 |  | 677 | 20 | 677 | 21.5 | 677 | 21.5 | 677 | 24 | 677 | 25.5 | 677 | 27.5 | 677 | 27.5 | 677 | 34.5 | 677 | 36.5
678 | 16 | 678 | 18.5 |  | 678 | 20 | 678 | 21.5 | 678 | 21.5 | 678 | 24 | 678 | 25.5 | 678 | 27.5 | 678 | 27.5 | 678 | 34.5 | 678 | 36.5
679 | 16 | 679 | 18.5 |  | 679 | 20 | 679 | 21.5 | 679 | 21.5 | 679 | 24 | 679 | 25.5 | 679 | 27.5 | 679 | 27.5 | 679 | 34.5 | 679 | 36.5
680 | 16 | 680 | 18.5 |  | 680 | 20 | 680 | 21.5 | 680 | 21.5 | 680 | 24 | 680 | 25.5 | 680 | 27.5 | 680 | 27.5 | 680 | 34.5 | 680 | 36.5
681 | 16 | 681 | 18.5 |  | 681 | 20 | 681 | 21.5 | 681 | 21.5 | 681 | 24 | 681 | 25.5 | 681 | 27.5 | 681 | 27.5 | 681 | 34.5 | 681 | 36.5
682 | 16 | 682 | 18.5 |  | 682 | 20 | 682 | 21.5 | 682 | 21.5 | 682 | 24 | 682 | 25.5 | 682 | 27.5 | 682 | 27.5 | 682 | 34.5 | 682 | 36.5
683 | 16 | 683 | 18.5 |  | 683 | 20 | 683 | 21.5 | 683 | 21.5 | 683 | 24 | 683 | 25.5 | 683 | 27.5 | 683 | 27.5 | 683 | 34.5 | 683 | 36.5
684 | 17 | 684 | 18.5 |  | 684 | 20 | 684 | 21.5 | 684 | 21.5 | 684 | 24 | 684 | 25.5 | 684 | 27.5 | 684 | 27.5 | 684 | 34.5 | 684 | 36.5
685 | 17 | 685 | 18.5 |  | 685 | 20 | 685 | 21.5 | 685 | 21.5 | 685 | 24 | 685 | 25.5 | 685 | 27.5 | 685 | 27.5 | 685 | 34.5 | 685 | 36.5
686 | 17 | 686 | 18.5 |  | 686 | 20 | 686 | 21.5 | 686 | 21.5 | 686 | 24 | 686 | 25.5 | 686 | 27.5 | 686 | 27.5 | 686 | 34.5 | 686 | 36.5
687 | 17 | 687 | 18.5 |  | 687 | 20 | 687 | 21.5 | 687 | 21.5 | 687 | 24 | 687 | 25.5 | 687 | 27.5 | 687 | 27.5 | 687 | 34.5 | 687 | 36.5
688 | 17 | 688 | 18.5 |  | 688 | 20 | 688 | 21.5 | 688 | 21.5 | 688 | 24 | 688 | 25.5 | 688 | 27.5 | 688 | 27.5 | 688 | 34.5 | 688 | 36.5
689 | 17 | 689 | 18.5 |  | 689 | 20 | 689 | 21.5 | 689 | 21.5 | 689 | 24 | 689 | 25.5 | 689 | 27.5 | 689 | 27.5 | 689 | 34.5 | 689 | 36.5
690 | 17 | 690 | 18.5 |  | 690 | 20 | 690 | 21.5 | 690 | 21.5 | 690 | 24 | 690 | 25.5 | 690 | 27.5 | 690 | 27.5 | 690 | 34.5 | 690 | 36.5
691 | 17 | 691 | 18.5 |  | 691 | 20 | 691 | 21.5 | 691 | 21.5 | 691 | 24 | 691 | 25.5 | 691 | 27.5 | 691 | 27.5 | 691 | 34.5 | 691 | 36.5
692 | 17 | 692 | 18.5 |  | 692 | 20 | 692 | 21.5 | 692 | 21.5 | 692 | 24 | 692 | 25.5 | 692 | 27.5 | 692 | 27.5 | 692 | 34.5 | 692 | 36.5
693 | 17 | 693 | 18.5 |  | 693 | 20 | 693 | 21.5 | 693 | 21.5 | 693 | 24 | 693 | 25.5 | 693 | 27.5 | 693 | 27.5 | 693 | 34.5 | 693 | 36.5
694 | 17 | 694 | 18.5 |  | 694 | 20 | 694 | 21.5 | 694 | 21.5 | 694 | 24 | 694 | 25.5 | 694 | 27.5 | 694 | 27.5 | 694 | 34.5 | 694 | 36.5
695 | 17 | 695 | 18.5 |  | 695 | 20 | 695 | 21.5 | 695 | 21.5 | 695 | 24 | 695 | 25.5 | 695 | 27.5 | 695 | 27.5 | 695 | 34.5 | 695 | 36.5
696 | 17 | 696 | 18.5 |  | 696 | 20 | 696 | 21.5 | 696 | 21.5 | 696 | 24 | 696 | 25.5 | 696 | 27.5 | 696 | 27.5 | 696 | 34.5 | 696 | 36.5
697 | 17 | 697 | 18.5 |  | 697 | 20 | 697 | 21.5 | 697 | 21.5 | 697 | 24 | 697 | 25.5 | 697 | 27.5 | 697 | 27.5 | 697 | 34.5 | 697 | 36.5
698 | 17 | 698 | 18.5 |  | 698 | 20 | 698 | 21.5 | 698 | 21.5 | 698 | 24 | 698 | 25.5 | 698 | 27.5 | 698 | 27.5 | 698 | 34.5 | 698 | 36.5
699 | 17 | 699 | 18.5 |  | 699 | 20 | 699 | 21.5 | 699 | 21.5 | 699 | 24 | 699 | 25.5 | 699 | 27.5 | 699 | 27.5 | 699 | 34.5 | 699 | 36.5
700 | 17 | 700 | 18.5 |  | 700 | 20 | 700 | 21.5 | 700 | 21.5 | 700 | 24 | 700 | 25.5 | 700 | 27.5 | 700 | 27.5 | 700 | 34.5 | 700 | 36.5